## Executive_CSI_Summary
BRZ-30049 CUSTOM BARNDOMINIUM (REV 1) — MASTER CSI BILL OF MATERIALS & US SOUTH COST ESTIMATE
Clients: Mike Goppert & Amy ¦ Footprint: 129'-0" x 47'-0" (3,340 SF Net Heated + 2,068 SF Shop + 782 SF Porches/Breezeway + 528 SF Apron = 5,510 SF Under-Roof / 6,038 SF Total Slab)
CSI Division | Division Name & Scope Summary | Option A Material ($) | Option A Labor ($) | Option A Total Installed ($) | Option B Material ($) | Option B Labor ($) | Option B Total Installed ($) | % of Option A Total
Div 01 | General Requirements, Plans, Geotech & PE Engineering | 7574.99 | 11850 | 19424.99 | 7574.99 | 11850 | 19424.99 | 2.133%
Div 03 | Concrete Monolithic Slab (175 CY), Grade Beams, 6.55T Rebar & Anchors | 51896.12 | 32327.46 | 84223.58 | 51896.12 | 32327.46 | 84223.58 | 9.249%
Div 05 | Structural Steel (Option A Connectors vs. Option B 25.09T Red-Iron PEMB) | 4850 | 2650 | 7500 | 71506.5 | 36380.5 | 107887 | 0.8236%
Div 06 | Rough Carpentry, 5,875 BF Heavy Timber Trusses & Custom White Oak Millwork | 111593.75 | 54768.75 | 166362.5 | 78853.55 | 39306.15 | 118159.7 | 18.27%
Div 07 | 24-Ga Standing-Seam Metal Roof, Board-and-Batten Siding & 45,636 bd ft Spray Foam | 91234.62 | 59877.96 | 151112.58 | 91234.62 | 59877.96 | 151112.58 | 16.59%
Div 08 | Doors, Marvin Essential Black Fiberglass Windows (36) & Clopay Overhead Doors (3) | 70040 | 17150 | 87190 | 70040 | 17150 | 87190 | 9.575%
Div 09 | Finishes — Smooth Plaster/Drywall, 7.5" White Oak Floors, Tile & Taj Mahal Quartzite | 60564.5 | 43757.7 | 104322.2 | 60564.5 | 43757.7 | 104322.2 | 11.46%
Div 11 | Chef's Kitchen Appliances (Sub-Zero 48", Wolf 48", Cove) & Ceiling OLED TV Mount | 49558.84 | 3650 | 53208.84 | 49558.84 | 3650 | 53208.84 | 5.843%
Div 22 | Plumbing Fixtures, Sch 40 DWV, Uponor PEX-A, 2x Navien Tankless & 2-PSI Gas | 40358.86 | 21000 | 61358.86 | 40358.86 | 21000 | 61358.86 | 6.738%
Div 23 | Mitsubishi 11-Ton Inverter Heat Pumps, AprilAire E130 Dehumidifier & Make-Up Air | 34399 | 14400 | 48799 | 34399 | 14400 | 48799 | 5.359%
Div 26 | 400A Split Service, Dual 200A QO Panels, High-CRI/Haiku Lighting & Lutron Controls | 36694.5 | 23200 | 59894.5 | 36694.5 | 23200 | 59894.5 | 6.577%
Div 27 | Structured Cat6A / 10G Fiber Networking & Ubiquiti UniFi Wi-Fi 7 / 4K PoE Cameras | 10048 | 4200 | 14248 | 10048 | 4200 | 14248 | 1.565%
Div 31/32 | Site Clearing, Pad Grading, 15.2 CFS Swale, 6" Roof Drain Collector & Driveway | 11800 | 12600 | 24400 | 11800 | 12600 | 24400 | 2.679%
Div 33 | Underground Utility Trenching, 600 GPD Aerobic Septic (OSSF), Water & LP Gas | 15400 | 13200 | 28600 | 15400 | 13200 | 28600 | 3.141%
TOTAL | COMPLETE TURNKEY BUILD (Divisions 01–33) | 596013.18 | 314631.87 | 910645.05 | 629929.48 | 332899.77 | 962829.25 | 100%
Cost / Sq Ft Metrics
| Per Heated Living Sq Ft (3,340 SF Net Heated) |  |  | 272.6482 |  |  | 288.2722
| Per Gross Heated Sq Ft (3,408 SF Gross Heated) |  |  | 267.2081 |  |  | 282.5203
| Per Total Conditioned Sq Ft (5,408 SF Living + Conditioned 44'x47' Shop) |  |  | 168.3885 |  |  | 178.038
| Per Total Under-Roof Slab Sq Ft (5,510 SF Under-Roof) |  |  | 165.2713 |  |  | 174.7422

## CSI_Master_BOM
Item_ID | CSI_Division | CSI_Division_Name | Structural_Scope | Description | Engineering_And_SKU_Specification | Unit | Net_Qty | Order_Qty_Waste | Unit_Material_USD | Total_Material_USD | Unit_Labor_USD | Total_Labor_USD | Total_Installed_USD | Source_And_Notes
01-01 | Div 01 | 01 10 00 General Requirements & Engineering | BOTH | BRZ-30049 Base Architectural Plan Package + CAD/DWG Source File | BarndominiumPlans.com BRZ-30049 PDF ($1,349.99) + CAD/DWG File ($775.00) | LS | 1 | 1 | 2124.99 | 2124.99 | 0 | 0 | 2124.99 | Verified Shopify product.json (ID 9321388343445)
01-02 | Div 01 | 01 10 00 General Requirements & Engineering | BOTH | Texas / US South Licensed Structural PE Foundation & Framing Stamp + 2-Bore Geotechnical Soil Report | 2x 20-ft Soil Borings (PI Index Determination) + Sealed Monolithic Slab/PTI & Windstorm Framing Stamp (ASCE 7-22 115-120 mph) | LS | 1 | 1 | 850 | 850 | 3950 | 3950 | 4800 | Foundation & Structural Spec + Site Survey Spec
01-03 | Div 01 | 01 10 00 General Requirements & Engineering | BOTH | Permits, Builders Risk Insurance, Temporary Power/Sanitation, Dumpsters & Site Supervision | County Building/OSSF Permits, 3x 30-Yd Roll-Off Dumpsters, Temp Pole, Blower-Door Commissioning Test (<1.5 ACH50) | LS | 1 | 1 | 4600 | 4600 | 7900 | 7900 | 12500 | US South Custom Residential General Conditions
03-01 | Div 03 | 03 30 00 Cast-in-Place Concrete Foundation | BOTH | Compacted Crushed Limestone / Select Structural Fill Subbase (4" Under-Roof + 12" Beam/Apron Over-Excavation) | TxDOT Item 247 / ASTM D2940 Crushed Limestone Base compacted to 95% Standard Proctor across 6,038 SF footprint | TONS | 148 | 159.8 | 28 | 4474.4 | 18 | 2876.4 | 7350.8 | Structural Takeoff SUB-01 (148.0 T net / 159.8 T @ +8%)
03-02 | Div 03 | 03 30 00 Cast-in-Place Concrete Foundation | BOTH | 10-Mil Class A Polyolefin Under-Slab Vapor Retarder + Pre-Construction Termite Soil Treatment | Stego Wrap / Viper II 10-Mil ASTM E1745 Class A (4 Rolls @ 1,960 SF = 7,840 SF + 16 Seam Tapes) + EPA Termiticide across 5,510 SF | LOT | 1 | 1 | 1980 | 1980 | 1450 | 1450 | 3430 | Structural Takeoff SUB-02 & SUB-03
03-03 | Div 03 | 03 30 00 Cast-in-Place Concrete Foundation | BOTH | Ready-Mix Concrete — Main Living Core (59'x40'), Expanded Office (15'x20'), Porches & Breezeway (3,442 SF @ 4" Thick) | 3,500 PSI Ready-Mix w/ Mid-Range Water Reducer & Fly-Ash ASR Mitigation (CONC-01: 32.84 CY net + CONC-03: 9.65 CY net) | CY | 42.49 | 45.9 | 168 | 7711.2 | 95 | 4360.5 | 12071.7 | Structural Takeoff CONC-01 + CONC-03 (42.49 CY net / 45.90 CY @ +8%)
03-04 | Div 03 | 03 30 00 Cast-in-Place Concrete Foundation | BOTH | Ready-Mix Concrete — 44'x47' Clear-Span Shop Slab (6" Thick) + 44'x12' Exterior Approach Apron (6" Thick) + Macro-Fiber | 4,000 PSI Low-Shrinkage Air-Entrained Mix + 92 lbs Euclid Tuf-Strand SF Macro-Synthetic Fiber @ 1.5 lb/CY (CONC-02 + CONC-07 + SUB-07) | CY | 49.71 | 53.68 | 182 | 9769.76 | 102 | 5475.36 | 15245.12 | Structural Takeoff CONC-02 (38.30 CY) + CONC-07 (11.41 CY) = 49.71 CY net / 53.68 CY @ +8%
03-05 | Div 03 | 03 30 00 Cast-in-Place Concrete Foundation | BOTH | Ready-Mix Concrete — Perimeter Grade Beams (523 LF 16"x24"), Interior Grade Beams (294 LF 12"x20"), 2-Post Lift 12" Pad & 32 Piers | 4,000 PSI Monolithic Structural Beam & Pier Mix; Straight Cement (No Fly Ash) at 4'x12'x12" BendPak Lift Pad (CONC-04 + CONC-05 + CONC-06) | CY | 69.84 | 75.42 | 178 | 13424.76 | 110 | 8296.2 | 21720.96 | Structural Takeoff CONC-04..06 (69.84 CY net / 75.42 CY @ +8%; Total Concrete = 162.04 CY net / 175.00 CY @ +8%)
03-06 | Div 03 | 03 20 00 Concrete Reinforcing & Embedments | BOTH | Deformed Grade 60 Steel Rebar Package (#5 Grade Beams & Lift Mat, #4 18" O.C. Slab Grid, #3 Stirrups @ 24" O.C.) + Chairs & Tie Wire | ASTM A615 Grade 60: 240 sticks #5 (2.50 T) + 532 sticks #4 (3.55 T) + 134 sticks #3 (0.50 T) = 6.55 Tons + 1,785 Chairs/Dobies + 16 Coils Wire | TONS | 6.06 | 6.55 | 1320 | 8646 | 980 | 6419 | 15065 | Structural Takeoff REB-01..05 (18,120 LF / 6.55 Tons total rebar w/ +8% waste)
03-07 | Div 03 | 03 15 00 Concrete Accessories, Anchors & Sawcutting | BOTH | Anchor Bolts, Perma-Column / Simpson Hold-Downs, Hilti KB-TZ2 Lift Anchors, Dowels, Expansion Joints & Early-Entry Soff-Cut Joints | 160x 1/2"x10" J-Bolts, 60x 3/4"x24" F1554 Gr.55 Pier Bolts, 48x SWP63/SWP84 Brackets, 15x ABU88Z, 18x HDU8-SDS2.5, 16x Hilti KB-TZ2, 740 LF Sawcut | LOT | 1 | 1 | 5890 | 5890 | 3450 | 3450 | 9340 | Structural Takeoff ANC-01..06 & SUB-04..06
05-01A | Div 05 | 05 12 00 Structural Steel & Misc Metals | OPT_A | Option A Structural Steel Connectors, Knife Plates, Loft Guardrail & Waterfall Island Support Brackets | Concealed 3/8" A36 Black Powder-Coated Knife Plates for Timber Trusses + 22 LF Matte Black Steel/Cable Loft Guardrail + 3x Island Brackets | LOT | 1 | 1 | 4850 | 4850 | 2650 | 2650 | 7500 | Included in Option A (Post-Frame + Heavy Timber)
05-01B | Div 05 | 05 12 00 / 13 34 19 Red-Iron PEMB Structural Steel | OPT_B | Option B Weld-Up / Bolt-Up Red-Iron PEMB Primary Rigid Frames, Loft Mezzanine Steel & Cold-Formed Z-Purlins / C-Girts (25.09 Tons) | ASTM A572 Gr.50 Shop Rigid Bents (15,336 lbs) + Living/Office/Loft Bents (21,168 lbs) + 3,694 LF 14-Ga 8" Z-Purlins/C-Girts (13,662 lbs) + Guardrail | TONS | 23.23 | 25.09 | 2850 | 71506.5 | 1450 | 36380.5 | 107887 | Structural Takeoff FR-B01, FR-B02, FR-B03 (23.23 T net / 25.09 T @ +8% waste)
06-01A | Div 06 | 06 10 00 Rough Carpentry (Option A Post-Frame Superstructure) | OPT_A | Option A Engineered Post-Frame Glu-Lam Columns (48 Posts), 44' & 40' Clear-Span Wood Roof Trusses (60 Trusses), Office Vaulted Rafters & Bookshelf Girts/Studs | 20x 4-Ply 2x8 SYP Shop Columns + 28x 3-Ply 2x6 Living Columns + 27x 44' Shop Trusses + 33x 40' Attic/Scissor Trusses + 12x Office Rafters + 19,926 BF Girts/Studs/I-Joists/Advantech | LOT | 1 | 1 | 48600 | 48600 | 29400 | 29400 | 78000 | Structural Takeoff FR-A01..FR-A06 (Complete Option A Post-Frame Superstructure & Interior Studs)
06-01B | Div 06 | 06 10 00 Rough Carpentry (Option B Interior Framing inside PEMB) | OPT_B | Option B Interior Partition Wood/CFS Framing & Loft Subfloor Package inside Red-Iron PEMB Shell (9,612 BF @ +8% Waste) | 2x4 & 2x6 Kiln-Dried #2 SYP Interior Partition Studs, Top/Bottom Plates, Blocking & 3/4" Advantech T&G Loft Subfloor Sheathing | BF | 8900 | 9612 | 1.65 | 15859.8 | 1.45 | 13937.4 | 29797.2 | Structural Takeoff FR-B04 (8,900 BF net / 9,612 BF @ +8% waste)
06-02 | Div 06 | 06 13 23 Heavy Timber Construction (Exposed Douglas Fir Package) | BOTH | Exposed Select Structural Free-of-Heart-Center (FOHC) Kiln-Dried Douglas Fir Heavy Timber Trusses, Ridge Beams & Porch Columns | 4x Great Room King-Post Trusses (24'-5" span, 8x10 chords) + Office 6x12 Ridge/4x8 Rafters/6x12 Barn Door Header + 10x 8x8 Porch Posts & 69 LF 8x12 Beams + 2 Gable Trusses | BF | 5440 | 5875 | 4.85 | 28493.75 | 2.65 | 15568.75 | 44062.5 | Structural Takeoff TIM-01, TIM-02, TIM-03 (5,440 BF net / 5,875 BF @ +8% waste)
06-03 | Div 06 | 06 41 00 Custom Architectural Wood Casework & Millwork | BOTH | Custom Riff-Cut Warm White Oak Cabinetry Package (Chef's Kitchen, 10'-0" Waterfall Island Base, Master Double Vanity, Bath 2/3, Mudroom Lockers, Pantry & Office) | Full-Overlay / Inset Rift White Oak Cabinets w/ Blum Tandem Plus Blumotion Soft-Close, 96"x24" Printer Base, 84"x24" ESD Butcher-Block Bench & White Oak Stair Treads | LOT | 1 | 1 | 34500 | 34500 | 9800 | 9800 | 44300 | Matches Phase 1 & Phase 2 Approved Interior White Oak Palette
07-01 | Div 07 | 07 41 13 Standing-Seam Metal Roofing | BOTH | 24-Gauge Kynar 500 Galvalume/Silver Standing-Seam Metal Roof (6,350 SF Roof Area + Ridge Cupola + 6" Seamless Box Gutters) | 24-Ga 1.75" Snap-Lock Standing-Seam Metal Panels over High-Temp Synthetic Underlayment + 36"x36" Matte Black Vented Cupola + 260 LF 6" K-Style/Box Gutters & 10x 4"x5" Downspouts | SF | 6350 | 6858 | 5.4 | 37033.2 | 3.4 | 23317.2 | 60350.4 | Site Survey Spec (6,350 SF roof catchment + 6" gutters) & Exterior Elevation
07-02 | Div 07 | 07 46 46 Exterior Board-and-Batten Siding & Stone Wainscot | BOTH | Light Greige Vertical Board-and-Batten Siding (26-Ga Steel or James Hardie Artisan/Sierra) + Limestone Porch Column Pedestals | 4,650 SF Greige Vertical Board-and-Batten Siding w/ Matte Black Trim/Soffits + Tyvek CommercialWrap D WRB + 10x Native Texas Limestone Porch Column Bases | SF | 4650 | 5022 | 4.25 | 21343.5 | 3.1 | 15568.2 | 36911.7 | Matches Approved Exterior Rendering Palette
07-03 | Div 07 | 07 21 19 Closed-Cell Spray Polyurethane Foam Insulation & Acoustic Batts | BOTH | Huntsman HEATLOK HFO Closed-Cell Spray Foam (5.5" R-38.5 Living Roof, 3.5" R-24.5 Living Walls/Shop Roof, 2.5" R-17.5 Shop Walls) + Rockwool Safe'n'Sound | 41,487 bd ft net / 45,636 bd ft gross (11x 55-Gal A/B Drum Sets) across 8,642 SF + DC315 Intumescent Topcoat in Shop + 440 SF Rockwool Safe'n'Sound Interior Partitions | BD_FT | 41487 | 45636 | 0.72 | 32857.92 | 0.46 | 20992.56 | 53850.48 | HVAC & Envelope Schedule ENV-ROOF-LIVING..TOTAL-CCSPF (45,636 bd ft gross w/ 10% waste)
08-01 | Div 08 | 08 11 00 / 08 32 00 Exterior & Interior Doors (Incl. Office Sliding Barn Doors) | BOTH | Complete Exterior & Interior Door Package: D-01 Double Entry, D-02A Rustica 6'x8' Black Steel/Glass Barn Doors + 12' Track, D-03/03B/04/05 Ext Doors, 13x Solid-Core Int Doors | Marvin/Therma-Tru 6'x8' Entry ($4,650) + Rustica 2x36"x96" Steel/Glass Barn Doors on 144" Track ($3,190) + 4x Ext Doors ($5,545) + 13x TruStile/Johnson 1500SC Int Doors ($7,405) | LOT | 1 | 1 | 20790 | 20790 | 5600 | 5600 | 26390 | Verified Door Schedule D-01 through D-07 (Option A-Alt TRUporte saves $1,760; Option B Pocket saves $740)
08-02 | Div 08 | 08 36 13 Insulated Overhead Carriage Garage Doors & Openers | BOTH | 3x Clopay Canyon Ridge 5-Layer Insulated Crossbuck Carriage Doors (2x 10'x10' + 1x 16'x12' Center RV/Lift Bay, R-20.4) w/ LiftMaster 8500W Openers | GD-01 (10'x10' $5,450) + GD-02 (16'x12' Center Lift Bay $7,890) + GD-03 (10'x10' $5,450) w/ High-Lift Tracks & 3x LiftMaster 8500W Wall-Mount Openers | SET | 3 | 3 | 6263.33 | 18790 | 1150 | 3450 | 22240 | Verified Door Schedule GD-01, GD-02, GD-03
08-03 | Div 08 | 08 54 13 Fiberglass Windows (Marvin Essential Black Ultrex Package) | BOTH | All 36 Exterior Window Units — Marvin Essential Matte Black Ultrex Fiberglass w/ Low-E2/Low-E3 Argon (7x Office/Hobby, 18x House/Loft, 11x Shop) | W-01 (3x 3060) + W-02/W-03 (4x 3040 @ 42" Sill) + W-04 (2x 3046) + W-05 (2x 3060) + W-06 (7x 3050 Egress) + W-07 (3x 3050) + W-08 Gable + W-09 (3x 2636) + W-10/11 (11x Shop) | EA | 36 | 36 | 846.11 | 30460 | 225 | 8100 | 38560 | Verified Window Schedule W-01..W-11 (Andersen 100 Fibrex Black Alternate reduces material by ~$8,400)
09-01 | Div 09 | 09 29 00 Gypsum Board, Smooth Plaster Finish & Shop Steel Liner | BOTH | 5/8" Type X Firecode & 1/2" Mold-Tough Drywall w/ Level 4/5 Smooth Off-White Plaster Finish + 44'x47' Shop 29-Ga White Steel Liner & 3/4" Plywood Wainscot | 12,400 SF Living/Loft Drywall (Sherwin-Williams Alabaster SW 7008 Matte Washable) + 2,520 SF Shop Wall 8' Plywood Wainscot & White Ribbed Steel Liner Panel | LOT | 1 | 1 | 14800 | 14800 | 16400 | 16400 | 31200 | HVAC & Envelope Spec Thermal Barrier + Interior Design Palette
09-02 | Div 09 | 09 64 00 Wide-Plank Engineered European White Oak Flooring | BOTH | 7.5" Wide-Plank Character-Grade European White Oak Engineered Hardwood Flooring (2,780 SF Net across Great Room, Kitchen, Office, Master, Beds & Loft) | 9/16" x 7-1/2" Wire-Brushed Matte Bona Urethane White Oak w/ 4mm Sawn Wear Layer + Bona R851 Silane Moisture-Barrier Urethane Adhesive | SF | 2780 | 3002 | 7.25 | 21764.5 | 3.85 | 11557.7 | 33322.2 | Covers all living, bedroom, office & loft zones (3,002 SF w/ +8% waste)
09-03 | Div 09 | 09 30 00 Ceramic/Porcelain Tile, Curbless Shower Waterproofing & Shop Polyaspartic Floor | BOTH | Large-Format Porcelain Tile & Schluter Kerdi Waterproofing (Master Spa Bath, Bath 2, Bath 3, Laundry/Mudroom) + 2,068 SF Shop Polyaspartic/Epoxy Coating | 560 SF Floor Tile + 380 SF Shower Wall Tile + Harlequin Kitchen Backsplash + 2,068 SF Diamond-Ground Shop Slab Polyaspartic Coating | LOT | 1 | 1 | 11400 | 11400 | 10800 | 10800 | 22200 | Includes Master Curbless Shower & 44'x47' Shop Floor Coating
09-04 | Div 09 | 09 60 00 / 12 36 61 Taj Mahal Leathered Quartzite Countertops & Waterfall Island | BOTH | 3cm Natural Brazilian Taj Mahal Leathered Quartzite — 10'-0" x 4'-6" Double-Waterfall Eat-In Island, Kitchen Perimeter, Master Double Vanity, Bath 2/3 & Office Printer Stone Top | STN-01: 2x Jumbo Slabs for Kitchen Island/Perimeter ($12,800) + 1x Slab for Master 72" Vanity, Bath 2/3 Vanities & 96"x24" 3D Printer Vibration-Isolated Bench ($4,800) | LOT | 3 | 3 | 4200 | 12600 | 5000 | 5000 | 17600 | Verified Stone Schedule STN-01 + Bath/Office Tops
11-01 | Div 11 | 11 30 13 Residential Chef's Kitchen Appliances (Sub-Zero, Wolf, Cove) | BOTH | Sub-Zero 48" Classic Fridge (BI-48S/S/PH), Wolf 48" Dual-Fuel Range (DF48650G/S/P), Wolf 54" Pro Hood (PW542418 + 814422 Blower), Cove 24" DW (DW2450), Wolf 24" Microwave Drawer (MD24TE/S) | AP-01 ($15,920) + AP-02 ($18,180) + AP-03A/B ($4,035) + AP-04 ($2,715) + AP-05 ($2,410) — All Verified Sub-Zero/Wolf/Cove MSRPs | PKG | 1 | 1 | 43260 | 43260 | 2200 | 2200 | 45460 | Verified Appliance Schedule AP-01..AP-05
11-02 | Div 11 | 11 52 00 / 10 30 00 Office Ceiling-Mounted OLED TV Assembly & Great Room Direct-Vent Gas Fireplace | BOTH | Chief CMA330 + CMS0203 + LCM1U Ceiling Mount + LG 55" OLED55C4PUA TV ($1,848.84) + Heat & Glo 42" Cosmo/Mezzo Direct-Vent Sealed Gas Fireplace ($4,450) | TV-01..TV-04 Ceiling Assembly in Office/Hobby Room + 42" Sealed Direct-Vent Linear/Traditional Gas Fireplace on Great Room West Wall | LOT | 1 | 1 | 6298.84 | 6298.84 | 1450 | 1450 | 7748.84 | Verified Schedule TV-01..TV-04 + Great Room Fireplace
22-01 | Div 22 | 22 41 00 Plumbing Fixtures, Trim & Commercial Shop Drain Package | BOTH | Kohler Whitehaven 36" Sink (K-6489-0), Brizo Artesso Faucet (64025LF-BL), Kohler Pot Filler, InSinkErator 1100XL, Master Sunstruck Tub + Purist Filler, Anthem Shower, 3x Highline/Washlet WCs, Zurn 20' Shop Trench Drain | Complete Plumbing Fixture & Trim Schedule PLB-FIX-01..20 (incl. Brizo Artesso Matte Black upgrade & Zurn Z886-HD-20LF + Z1180 Sand/Oil Interceptor) | LOT | 1 | 1 | 22126.86 | 22126.86 | 6800 | 6800 | 28926.86 | Plumbing & Gas Lead Schedule PLB-FIX-01..20 + Brizo Artesso Upgrade
22-02 | Div 22 | 22 11 00 / 22 13 00 / 22 33 00 DWV Under-Slab PVC, Uponor PEX-A Logic Manifolds, 2x Navien NPE-240A2 Tankless & 2-PSI Gas | BOTH | 520 LF Sch 40 PVC DWV + Uponor 24C/16H Logic Manifold & 2,300 LF AquaPEX-A + 2x Cascaded Navien NPE-240A2 Tankless Water Heaters + 2-PSI Maxitrol / TracPipe CounterStrike CSST Gas Piping | Exact Plumbing & Gas Lead Takeoff PLB-DWV-01..03 ($4,187) + PLB-PEX-01..03 ($5,080) + PLB-WH-01..02 ($5,280) + PLB-GAS-01..03 ($3,685) | LOT | 1 | 1 | 18232 | 18232 | 14200 | 14200 | 32432 | Plumbing & Gas Lead Schedule PLB-DWV-01..PLB-GAS-03 (Total Div 22 Mat = $40,358.86)
23-01 | Div 23 | 23 81 00 Multi-Zone High-SEER2 Inverter Heat Pumps (11.0 Tons Total: House + Loft + Office + 44'x47' Shop) | BOTH | HP-1 Mitsubishi 3-Ton Ducted (PUZ-A36NKA7 + PVA-A36AA7 + 10kW Aux) + HP-2 4-Ton Multi-Zone (MXZ-SM48NAM2 + SVZ-KP24NA + SEZ-KD15NA + MLZ-KP09NA Office Cassette) + HP-3 4-Ton Shop (MXZ-SM48NAM2 + 2x PCA-A24KA7) | Exact HVAC Equipment Schedule HP-1, AHU-1, HP-2, AHU-2A/2B, FCU-2C (Office 0.75-Ton Cassette) & HP-3, FCU-3A/3B (Shop 4-Ton High-Throw) + R-8 Rigid Trunk Ducts & Line Sets | SYS | 3 | 3 | 9150 | 27450 | 10800 | 10800 | 38250 | HVAC & Envelope Lead Schedule HP-1, HP-2, HP-3 (19.2-20.5 SEER2)
23-02 | Div 23 | 23 34 00 Whole-Home Ventilating Dehumidifier, Heated Make-Up Air & Maker Fume Extraction | BOTH | AprilAire E130 (130 PPD Dehumidifier w/ 8190FF Fresh Air) + Fantech MUAS1200 10" Heated Make-Up Air + Broan MD8TU Damper + AC Infinity CLOUDLINE PRO T6 Carbon/HEPA 3D Printer/Solder Exhaust + 4x Panasonic WhisperGreen | Exact HVAC Schedule DH-1 ($2,350), MUA-KITCHEN-1 + Broan MD8TU ($3,134), EXH-HOBBY-1 ($485), EXH-BATH-1..4 ($980) | LOT | 1 | 1 | 6949 | 6949 | 3600 | 3600 | 10549 | HVAC & Envelope Lead Schedule DH-1, EXH-HOBBY-1, MUA-KITCHEN-1, EXH-BATH-1..4
26-01 | Div 26 | 26 24 00 400A Split Service Entrance, Dual 200A QO Copper-Bus Panels, AFCI/GFCI Breakers & Rough Wiring | BOTH | Square D 400A Meter-Main (SU3040D400CB), 2x 200A 42-Space QO Panels (QO142M200PC), Generac 200A Smart ATS, 69x QO Breakers, 7,470 LF Southwire Cu Wiring, Shop EMT Conduit, 2x Tesla Universal EV Chargers, 2x Coxreels & Dedicated 20A Maker Lab Drops | Exact Electrical Lead BOM ELEC-DIST-01..08 ($3,110) + ELEC-BRK-01..10 ($4,063) + ELEC-WIRE-01..08 ($10,603.50) + ELEC-DEV-01..07 ($4,777.00) | LOT | 1 | 1 | 22553.5 | 22553.5 | 17800 | 17800 | 40353.5 | Electrical & Low-Voltage Lead SKU Schedule ELEC-DIST-01..ELEC-DEV-07
26-02 | Div 26 | 26 51 00 Architectural LED Lighting, 84" Big Ass Fans Haiku, Shop High-Bays & Lutron Smart Controls | BOTH | 12x Lithonia 24,000-lm Shop High-Bays, 6x High-CRI Bench LEDs, 84" Big Ass Fans Haiku Ceiling Fan, 3x Visual Comfort Island Pendants, 46x Lotus Gimbal Downlights, 11x Barn Light Goosenecks & Lutron Caseta Pro/RA3 Smart Dimmer Package | Exact Electrical Lead BOM ELEC-LTG-01..08 ($14,141.00 Material) | LOT | 1 | 1 | 14141 | 14141 | 5400 | 5400 | 19541 | Electrical & Low-Voltage Lead SKU Schedule ELEC-LTG-01..08
27-01 | Div 27 | 27 10 00 Structured Cat6A / 10G Armored Fiber Networking & Ubiquiti UniFi Wi-Fi 7 / 4K PoE Security | BOTH | 27U Middle Atlantic MDF Rack + 6U Shop IDF + UniFi Dream Machine Pro Max + Pro Max 24 & 16 PoE++ Switches + 5x U7-Pro Wi-Fi 7 APs + 9x G5 Pro/AI Pro 4K Cameras + 4,000 LF Cat6A + 150' OM4 Armored Fiber + APC 1500VA UPS | Exact Electrical Lead BOM ELEC-LV-01..12 ($10,048.00 Material; Total Electrical & Low-Voltage Mat = $46,742.50) | LOT | 1 | 1 | 10048 | 10048 | 4200 | 4200 | 14248 | Electrical & Low-Voltage Lead SKU Schedule ELEC-LV-01..12
31-01 | Div 31/32 | 31 20 00 / 32 12 00 Site Clearing, Pad Grading, 15.2 CFS Interceptor Swale, 6" Roof Drain Collector & Driveway | BOTH | Pad Stripping & 10' Perimeter Grading (5%-8% Slope), Rear 18"x11' Interceptor Swale, 280 LF 6" Sch 40 PVC Buried Downspout Drain to Riprap Pad, 24'x32' Hammerhead Spur & Crushed Limestone Approach Driveway | Per Site & Plot Survey Spec BRZ-30049-CIV-01 (Excludes already-counted 44'x12' Concrete Shop Apron in Div 03) | LOT | 1 | 1 | 11800 | 11800 | 12600 | 12600 | 24400 | Site & Plot Survey Engineering Package Sections 3 & 4
33-01 | Div 33 | 33 10 00 / 33 30 00 Underground Utility Trenching, Water/Electric/Fiber Sleeves & Septic (OSSF) / Well Allowance | BOTH | 600 GPD Aerobic Septic System (ATU + 500-Gal Trash + 1,000-Gal Pump Tank + Spray/Drip Field) + 4" Sch 40 Sewer Lateral + 1-1/4" Potable Water Trench + 3" Sch 40 400A Primary Conduit + Dual 1-1/2" Fiber/Gate Conduit + 500-Gal LP Tank | Per Site & Plot Survey Engineering Package Section 5 (Municipal Sewer/Water Tie-In reduces cost by ~$9,500 if on city utilities) | LOT | 1 | 1 | 15400 | 15400 | 13200 | 13200 | 28600 | Site & Plot Survey Engineering Package Section 5
TOTAL-OPT-A | SUMMARY | TOTAL TURNKEY ESTIMATE — STRUCTURAL OPTION A (Engineered Post-Frame + Heavy Timber Trusses) | OPT_A_TOTAL | Complete CSI Div 01-33 Turnkey Build (3,340 SF Net / 3,408 SF Gross Heated + 2,068 SF Shop + 782 SF Porches/Breezeway + 528 SF Apron) | Includes 175 CY Concrete, 6.55 T Rebar, Post-Frame Superstructure, 5,875 BF Heavy Timber, Standing-Seam Roof, 45,636 bd ft Spray Foam, Marvin Windows, Sub-Zero/Wolf Kitchen, Mitsubishi 11-Ton HVAC, 400A Elec/UniFi | PROJECT | 1 | 1 | 596013.18 | 596013.18 | 314631.87 | 314631.87 | 910645.05 | $272.65/SF Heated Net ($165.27/SF Total Under-Roof)
TOTAL-OPT-B | SUMMARY | TOTAL TURNKEY ESTIMATE — STRUCTURAL OPTION B (Weld-Up/Bolt-Up Red-Iron PEMB + Heavy Timber Trusses) | OPT_B_TOTAL | Complete CSI Div 01-33 Turnkey Build w/ 25.09-Ton Red-Iron Rigid-Frame PEMB Superstructure & 9,612 BF Interior Framing | Swaps Option A Post-Frame ($85,500) for Option B 25.09-Ton Red-Iron PEMB + Interior Stud Package ($137,684.20) = +$52,184.20 Net Delta | PROJECT | 1 | 1 | 629929.48 | 629929.48 | 332899.77 | 332899.77 | 962829.25 | $288.27/SF Heated Net ($174.74/SF Total Under-Roof)

## Doors_Windows_Appliances
Mark | CSI_Division | Category | Zone_Location | Item_Description | Manufacturer | Model_SKU | Nominal_Size_WxHxD | Rough_Opening_WxH | Sill_AFF | Head_AFF | Clearance_And_Framing_Notes | MEP_And_Structural_Requirements | Qty | Unit | Unit_Price_USD | Extended_Material_USD | Price_Verification_Source
D-02A | 08 11 16 / 08 32 00 | Interior Sliding Barn Door (Option A - Primary Custom) | Office / Maker Hobby Room to Great Room (East Wall) | Bi-Parting 'French' Black Steel & Tempered Glass Barn Doors on 12'-0" (144") Heavy-Duty Flat-Bar Track | Rustica Hardware / TruStile | RUSTICA-FRENCH-STL-2X3696 + HD-144-TRK (or TruStile TS1000 Metal/Glass) | 72" W x 96" H x 1-3/4" D (Pair of 36" x 96" Panels) | 74-1/2" W x 97-1/2" H (Cased to 72" x 96" Clear) | 0" AFF | 96" AFF | CRITICAL STACK-BACK: Each 36" panel travels 37"-38" to clear the 72" opening (1" overlap per side). Requires min 38" unobstructed flat wall on BOTH North and South sides of opening = 148" (12'-4") min flat wall. Rev 1 20'-0" ext / 19'-0" (229") int wall provides 78.5" framed wall on each side (54.5" clear inside 24" workbenches / 78.5" clear on Great Room face = +16.5" to +40.5" surplus clearance). | 6x12 DF Timber / 2-Ply 1.75"x11-7/8" LVL Header over 74.5" RO + 2x10 Continuous Solid Wood Blocking at 97"-104" AFF across full 144" track length (supports 280 lbs total door weight). | 1 | PAIR+TRK | 3190 | 3190 | Rustica Hardware Custom Metal/Glass Pair + 12ft Bi-Parting Track MSRP
D-02A-ALT | 08 11 16 / 08 32 00 | Interior Sliding Barn Door (Option A-Alt - Off-The-Shelf) | Office / Maker Hobby Room to Great Room (East Wall) | Tribeca / 6-Lite Black Finished Aluminum/Metal & Tempered Glass Sliding Barn Doors w/ Bi-Parting Track Kit | TRUporte / Masonite | BD073A14BA1TGE36084 (x2) or Masonite 92283 (x2) + 144" Bi-Parting Joiner | 72" W x 84" H (or 96" H BarnDoorz 5013380931) x 1-3/8" D (Pair of 36" Panels) | 72" W x 84-1/2" H (or 96-1/2" H) Cased Opening | 0" AFF | 84" or 96" AFF | Off-the-shelf retail stocked alternative. Same 38" bilateral wall stack-back requirement (148" / 12'-4" min clear wall; fits inside 19'-0" interior wall with +16.5" surplus inside benches). Included as Alternate ($0 in base total). | 2x8 solid blocking along track header line; floor T-guides anchored outside threshold. | 2 | KIT (ALT) | 714.79 | 0 | Home Depot SKU 315058401 ($714.79/ea) / SKU 321813656 ($738.00/ea) [Alternate]
D-02B-ALT | 08 14 16 / 08 71 00 | Interior Bi-Parting Pocket Door System (Option B - Zero Wall Stack Obstacle) | Office / Maker Hobby Room to Great Room (East Wall) | Commercial-Grade Heavy-Duty Bi-Parting Pocket Door Frame Kit (400 lb/door rating) + Pair 36"x96" 8-Lite Glass/Wood Slabs | Johnson Hardware + TruStile | 2x 203080SC (or 2x 153080SC / 1563080S) + 2055 Joining Kit + 2x 36"x96" Slabs | 72" W x 96" H x 1-3/4" D (Pair of 36" x 96" Slabs) | 145" W (12'-1") x 100-1/2" H Total Frame Rough Opening | 0" AFF | 96" AFF | Zero exterior wall-face stack-back required; allows North 3D printer cabinet and South ESD bench to butt 100% flush against the East dividing wall. Requires 145" (12'-1") continuous non-shear pocket cavity inside the 229" (19'-0") East wall (leaves 42" full-stud corners North & South). Included as Alternate ($0 in base total). | Frame in 2x6 stud wall (5.5" cavity) w/ 18-ga galvanized steel split studs; Full-span 2-Ply 1.75"x14" LVL header over entire 12'-1" (145") rough opening; no electrical boxes inside middle 145" pocket zone. | 1 | SYS (ALT) | 2450 | 0 | Ferguson Johnson 203080SC ($325.99 x2) + 153080SC ($191.41 x2) + Slabs [Alternate]
D-01 | 08 11 16 | Main Front Entry Double Door | Great Room South Wall (to 40'x8' Front Covered Porch) | 6'-0" x 8'-0" 6-Lite Simulated Divided Lite (SDL) Black Fiberglass/Clad Inswing Double Entry Door w/ Multipoint Lock | Marvin / Therma-Tru | Marvin Ultimate Inswing French Door / Therma-Tru CCA83060-SDL (Matte Black) | 72" W x 96" H (Pair of 36" x 96" Leaves) | 74-1/2" W x 98-1/2" H | 0" AFF | 96" AFF | Inswing into Great Room; min 36" interior hinge-side clearance; sheltered under 8'-0" deep South Front Porch (-1.5" porch step-down). | 2-Ply 2x12 or LVL header; continuous sill pan flashing on recessed concrete threshold. | 1 | PAIR | 4650 | 4650 | Marvin / Therma-Tru Architectural Dealer Quote (US South)
D-03 | 08 16 13 | Mudroom East Breezeway Entry Door | Laundry / Mud Room East Wall (to 10'x23' Covered Breezeway) | 3'-0" x 6'-8" 9-Lite Insulated Fiberglass Exterior Door (Matte Black Ext / Warm White Int) | Therma-Tru | Smooth-Star S210-SDL (36" x 80") | 36" W x 80" H x 1-3/4" D | 38-1/2" W x 82-1/2" H | 0" AFF | 80" AFF | Provides direct dry covered path across 10'-0" Breezeway to Shop Man-Door D-04. | 2x6 exterior wall jamb (6-9/16" frame depth); ADA/weathersealed bumper threshold over -1.5" breezeway step. | 1 | EA | 1180 | 1180 | Therma-Tru Smooth-Star S210 Prehung w/ FrameSaver Jamb
D-03B | 08 16 13 | Mudroom North Service Door | Laundry / Mud Room North Wall (Rear Yard / Utility Pad Access) | 3'-0" x 6'-8" Half-Lite Clear Low-E Insulated Fiberglass Exterior Door | Therma-Tru | Smooth-Star S140 (36" x 80") | 36" W x 80" H x 1-3/4" D | 38-1/2" W x 82-1/2" H | 0" AFF | 80" AFF | Inswing into Mudroom; clears washer/dryer counter by 42". | 2x6 exterior wall jamb; sill pan flashing. | 1 | EA | 1090 | 1090 | Therma-Tru Smooth-Star S140 Retail
D-04 | 08 11 13 | Workshop West Breezeway Man-Door | 44'x47' Garage / Workshop West Wall (from 10'x23' Breezeway) | 3'-0" x 6'-8" 20-Minute Fire-Rated Insulated Flush Steel / Half-Lite Fire Door w/ Self-Closer | Masonite / Therma-Tru | TR20-STL-3068 (18-Ga Insulated Steel Core, R-13) | 36" W x 80" H x 1-3/4" D | 38-1/2" W x 82-1/2" H | 0" AFF | 80" AFF | Aligned directly opposite Mudroom Door D-03 across the 10'-0" Covered Breezeway. | Spring hinges / hydraulic closer; fire-rated weatherstripping. | 1 | EA | 985 | 985 | Commercial Supply 20-Min Insulated Steel Entry
D-05 | 08 14 00 | Master Bedroom Private Porch Door | Master Bedroom South Wall (to 29'x8' Covered Master Porch) | 2'-8" x 8'-0" Full-Lite Low-E2 Argon Black Fiberglass Patio Door | Marvin | Essential Outswing/Inswing Patio Door ESD3296 (Matte Black) | 32" W x 96" H | 34-1/2" W x 96-1/2" H | 0" AFF | 96" AFF | Direct private access from Master Suite onto 29'x8' South-East Covered Porch. | Multipoint lock; sill pan over -1.5" porch slab step-down. | 1 | EA | 2290 | 2290 | Marvin Essential Patio Door Pricebook
D-06 | 08 14 16 | Bedroom & Bath Solid-Core Swing Doors | Master Bed, Bed 2, Bed 3, Bonus Room, Mudroom Hall (5 Locations) | 2'-8" x 6'-8" (32" x 80") 3-Panel Craftsman Solid-Core Interior Prehung Door w/ Schlage Matte Black Lever | TruStile / Masonite | TS3000-3068 / Masonite Logan Solid Core + Schlage F51A Latitude Matte Black | 32" W x 80" H x 1-3/4" D | 34" W x 82-1/2" H | 0" AFF | 80" AFF | STC-32 acoustic core paired with Rockwool Safe'n'Sound walls. | 2x4 or 2x6 interior partition jambs. | 5 | EA | 545 | 2725 | Ferguson / Builder Supply Solid Core Prehung + Hardware
D-07 | 08 14 16 | Closet, Pantry & Bath Solid-Core Swing / Pocket Doors | Walk-In Pantry, Master Bath, Master WIC, Master WC, Shared Bath 2, Upper Bath 3, Closets (8 Locations) | 2'-6" x 6'-8" (30" x 80") Solid-Core Door (4x Swing + 4x on Johnson 1500SC Soft-Close Pocket Frames) | TruStile + Johnson Hardware | TS3000-2668 + Johnson 153068SC Soft-Close Pocket Frame | 30" W x 80" H x 1-3/4" D | 32" W x 82-1/2" H (Swing) / 61" W x 84-1/2" H (Pocket) | 0" AFF | 80" AFF | All pocket locations verified to have >=62" unobstructed non-bearing stud cavity. | Johnson 153068SC ($166.47 frame) in Master WIC, Master WC, Pantry & Upper Bath. | 8 | EA | 585 | 4680 | Ferguson Johnson 153068SC ($166.47) + Solid Core Slab & Trim
GD-01 | 08 36 13 | Garage West Bay Overhead Carriage Door | 44'x47' Garage / Workshop South Wall — Bay 1 (West) | 10'-0" x 10'-0" Insulated 5-Layer Crossbuck Carriage House Overhead Door (R-20.4 Intellicore) w/ Upper Clear Lites & LiftMaster 8500W Jackshaft Opener | Clopay + LiftMaster | Canyon Ridge 5-Layer Design 21 (10'x10', Dark Bronze/Black) + LiftMaster 8500W | 120" W x 120" H x 2" D | 123" W x 121-1/2" H (Framed Jamb Opening 120" x 120") | 0" AFF | 120" (10'-0") AFF | High-lift track hugging 16' eave / 8:12 roof pitch; min 3'-6" West jamb pier. | Simpson HDU8 hold-downs on jamb posts; 2x6 treated buck frame; 120V GFCI ceiling outlet for jackshaft opener. | 1 | SYS | 5450 | 5450 | Clopay Canyon Ridge 10x10 + LiftMaster 8500W Installed Material
GD-02 | 08 36 13 | Garage Center Lift / RV Bay Overhead Carriage Door | 44'x47' Garage / Workshop South Wall — Bay 2 (Center High-Clearance RV / Lift Bay) | 16'-0" x 12'-0" (or 14'x14' Option) Insulated 5-Layer Crossbuck Carriage House Overhead Door (R-20.4) w/ Upper Lites & LiftMaster 8500W | Clopay + LiftMaster | Canyon Ridge 5-Layer Design 21 (16'x12', Dark Bronze/Black) + LiftMaster 8500W | 192" W x 144" H x 2" D | 195" W x 145-1/2" H (Framed Jamb Opening 192" x 144") | 0" AFF | 144" (12'-0") AFF | Aligned over BendPak XPR-10AS 10,000-lb 2-post automotive lift; high-lift track to 16' eave. | 3-Ply 1.75"x16" LVL or W12x26 steel header across 16'-0" span; 7 clerestory windows W-10 above header. | 1 | SYS | 7890 | 7890 | Clopay Canyon Ridge 16x12 + LiftMaster 8500W
GD-03 | 08 36 13 | Garage East Bay Overhead Carriage Door | 44'x47' Garage / Workshop South Wall — Bay 3 (East) | 10'-0" x 10'-0" Insulated 5-Layer Crossbuck Carriage House Overhead Door (R-20.4 Intellicore) w/ Upper Clear Lites & LiftMaster 8500W Jackshaft Opener | Clopay + LiftMaster | Canyon Ridge 5-Layer Design 21 (10'x10', Dark Bronze/Black) + LiftMaster 8500W | 120" W x 120" H x 2" D | 123" W x 121-1/2" H (Framed Jamb Opening 120" x 120") | 0" AFF | 120" (10'-0") AFF | High-lift track; min 3'-6" East jamb pier. | 2x6 treated buck frame; 120V GFCI outlet for jackshaft opener. | 1 | SYS | 5450 | 5450 | Clopay Canyon Ridge 10x10 + LiftMaster 8500W
W-01 | 08 54 13 | Office / Hobby West View Wall Picture / Casement Windows | Office / Maker Hobby Room — West Wall (3 Units) | 3'-0" x 6'-0" (36" x 72" / 3060) Black Ultrex Fiberglass Casement / Picture Window w/ Grilles-Between-Glass (Low-E3 Triple-Silver Argon, U=0.26, SHGC=0.21) | Marvin (or Andersen 100 Series Alt) | Marvin Essential ESCA3060 / ESSH3060 (Ebony Black Inside/Out) | 36" W x 72" H | 36-1/2" W x 72-1/2" H | 18" (or 24") AFF | 90" (or 96") AFF | Spaced evenly on 19'-0" interior West wall behind Mike's 72"x36" executive desk; Low-E3 SHGC 0.21 blocks afternoon West solar heat. | 2x10 header; Zip System flashing tape & sloped sill pan. | 3 | EA | 1045 | 3135 | Marvin Essential 3060 Black Ultrex Dealer Schedule (Andersen 100 Alt: $685/ea)
W-02 | 08 54 13 | Office / Hobby North Workbench Casement Windows | Office / Maker Hobby Room — North Wall Above 3D Printer Bank (2 Units) | 3'-0" x 4'-0" (36" x 48" / 3040) Black Ultrex Fiberglass Casement Window (Low-E2 Argon, U=0.28, SHGC=0.22) | Marvin (or Andersen 100 Series Alt) | Marvin Essential ESCA3040 (or ESCA3046 36"x54") | 36" W x 48" H | 36-1/2" W x 48-1/2" H | 42" AFF | 90" AFF | 42" AFF sill height clears 36" H stone 3D printer countertop + 4" backsplash + 2" trim with zero enclosure/spool-holder collision. | 2x8 header; crank hardware clears Bambu Lab X1C top lid. | 2 | EA | 865 | 1730 | Marvin Essential 3040 Black Ultrex Dealer Schedule (Andersen 100 Alt: $560/ea)
W-03 | 08 54 13 | Office / Hobby South Workbench Casement Windows | Office / Maker Hobby Room — South Wall Above Electronics / Soldering Bench (2 Units) | 3'-0" x 4'-0" (36" x 48" / 3040) Black Ultrex Fiberglass Casement Window (Low-E2 Argon, U=0.28, SHGC=0.22) | Marvin (or Andersen 100 Series Alt) | Marvin Essential ESCA3040 (or ESCA3046 36"x54") | 36" W x 48" H | 36-1/2" W x 48-1/2" H | 42" AFF | 90" AFF | 42" AFF sill height clears 36" H butcher-block ESD soldering workbench + 4" benchtop power raceway. | 2x8 header. | 2 | EA | 865 | 1730 | Marvin Essential 3040 Black Ultrex Dealer Schedule
W-04 | 08 54 13 | Chef's Kitchen North Counter Casement Windows | Eat-In Kitchen — North Wall Flanking 54" Wolf Range Hood (2 Units) | 3'-0" x 4'-6" (36" x 54" / 3046) Black Ultrex Fiberglass Casement Window (Low-E2 Argon) | Marvin | Marvin Essential ESCA3046 | 36" W x 54" H | 36-1/2" W x 54-1/2" H | 42" AFF | 96" AFF | 42" AFF sill clears 36" Taj Mahal quartzite perimeter counter + 4" backsplash. | 2x8 header. | 2 | EA | 895 | 1790 | Marvin Essential 3046 Black Ultrex
W-05 | 08 54 13 | Great Room South Porch Picture / Single-Hung Windows | Great Room — South Wall Flanking Double Front Entry D-01 (2 Units) | 3'-0" x 6'-0" (36" x 72" / 3060) Black Ultrex Fiberglass Single-Hung / Casement Window | Marvin | Marvin Essential ESSH3060 | 36" W x 72" H | 36-1/2" W x 72-1/2" H | 24" AFF | 96" AFF | Symmetrical framing around 6'-0" front entry door under 40'x8' porch roof. | Tempered glass within 24" of door arc per IRC R308.4. | 2 | EA | 1045 | 2090 | Marvin Essential 3060 Black Ultrex
W-06 | 08 54 13 | Bedroom Egress Casement Windows | Master Bed (x2), Bedroom 2 (x2), Bedroom 3 (x1), Upper Bonus Room (x2) — 7 Units Total | 3'-0" x 5'-0" (36" x 60" / 3050) IRC R310 Egress-Compliant Black Ultrex Fiberglass Casement Window | Marvin | Marvin Essential ESCA3050-EGRESS | 36" W x 60" H | 36-1/2" W x 60-1/2" H | 36" AFF | 96" AFF | Full-clear egress hinge provides 10.4 sq ft net clear opening (exceeds 5.7 sq ft IRC R310.2.1 min; sill 36" <= 44" max). | 2x8 header. | 7 | EA | 940 | 6580 | Marvin Essential 3050 Egress
W-07 | 08 54 13 | Upper Loft South Gable Dormer Windows | Upper Loft — South Gable Wall (3 Units) | 3'-0" x 5'-0" (36" x 60" / 3050) Black Ultrex Fiberglass Single-Hung / Casement Window | Marvin | Marvin Essential ESSH3050 | 36" W x 60" H | 36-1/2" W x 60-1/2" H | 36" AFF (2nd Flr) | 96" AFF (2nd Flr) | Floods Upper Loft and double-height Great Room with daylight. | Framed in South gable wall. | 3 | EA | 940 | 2820 | Marvin Essential 3050
W-08 | 08 54 13 | Great Room / Loft Upper Gable Angled Transom Window | South Main Gable Peak (Above Loft / Great Room) | 6'-0" x 3'-0" (72" x 36" Nominal) Custom Triangle/Trapezoid Direct-Glaze Fixed Gable Window (8:12 Pitch Match) | Marvin | Marvin Essential Direct Glaze Polygon ESDG-GABLE72 | 72" W x 36" H | 72-1/2" W x 36-1/2" H | 14'-6" AFF | 17'-6" AFF | Signature gable peak window shown on BRZ-30049 front rendering. | Tempered Low-E3 glass; structural gable truss framing. | 1 | EA | 1680 | 1680 | Marvin Polygon Direct Glaze Custom
W-09 | 08 54 13 | Bathrooms & Laundry Privacy Windows | Master Bath (x1), Shared Bath 2 (x1), Laundry/Mud Room (x1) — 3 Units | 2'-6" x 3'-6" (30" x 42" / 2636) Tempered Obscure/Clear Low-E2 Black Fiberglass Awning/Casement Window | Marvin | Marvin Essential ESCA2636-TEMP | 30" W x 42" H | 30-1/2" W x 42-1/2" H | 48" AFF | 90" AFF | Tempered safety glass over Master soaking tub and bathroom wet zones per IRC R308.4.5. | 2x6 header. | 3 | EA | 740 | 2220 | Marvin Essential 2636 Tempered
W-10 | 08 54 13 | Workshop Clerestory Transom Windows | 44'x47' Garage / Workshop South Wall — Above 16'x12' Center Overhead Door (7 Units) | 2'-0" x 2'-0" (24" x 24" / 2020) Black Fiberglass Fixed Direct-Glaze Clerestory Transom Window | Marvin | Marvin Essential Direct Glaze ESDG2020 | 24" W x 24" H | 24-1/2" W x 24-1/2" H | 13'-0" AFF | 15'-0" AFF | 7-window horizontal clerestory band above center shop bay matching stock BRZ-30049 front elevation. | Framed above 16' LVL/steel door header. | 7 | EA | 435 | 3045 | Marvin Essential 2020 Fixed
W-11 | 08 54 13 | Workshop Perimeter Daylight Windows | 44'x47' Garage / Workshop East Wall (x3) & South-East Corner (x1) — 4 Units | 3'-0" x 5'-0" (36" x 60" / 3050) Black Fiberglass Single-Hung / Casement Window | Marvin | Marvin Essential ESSH3050 | 36" W x 60" H | 36-1/2" W x 60-1/2" H | 42" AFF | 102" AFF | 42" sill clears 36" shop workbenches along the 47' East wall. | Framed in 8' O.C. girt bays. | 4 | EA | 910 | 3640 | Marvin Essential 3050
TV-01 | 11 52 13 | Ceiling-Mounted TV Structural Offset Ceiling Plate | Office / Maker Hobby Room Ceiling Beam (X=-87", Y=240") | Heavy-Duty Offset Ceiling Plate w/ 1-1/2" NPT Threaded Collar for Sloped/Vaulted Timber Beam Mounting | Chief (Legrand AV) | CMA330 | 8.5" W x 5.0" D x 4.0" H | Lag-Bolted to 6x12 Exposed Ceiling Timber Beam (2x 3/8"x4" Hex Lag Screws) | N/A (Ceiling) | 11'-6" AFF Beam | Allows vertical plumb drop column from sloped 6:12 ceiling beam without blocking West/North/South windows. | UL-listed 500 lb load capacity. | 1 | EA | 62 | 62 | Full Compass / Network Hardwares Verified ($50.74-$66.40)
TV-02 | 11 52 13 | Ceiling-Mounted TV Adjustable Extension Drop Column | Office / Maker Hobby Room Ceiling Assembly | 24" to 36" (2'-0" to 3'-0") Height-Adjustable 1-1/2" NPT Aluminum Extension Column w/ Internal Cable Management | Chief (Legrand AV) | CMS0203 | 1.9" Dia x 24"-36" L (Adjustable in 1" Increments) | Threads into CMA330 Ceiling Plate | 7'-8" AFF Bottom | 11'-6" AFF Top | Positions center of 55" OLED screen at optimal viewing angle from both Center Desk and 3D Printer / Soldering Benches. | UL-listed 500 lb load capacity; includes set screws. | 1 | EA | 154.85 | 154.85 | Network Hardwares Verified ($154.85)
TV-03 | 11 52 13 | Ceiling-Mounted Large Flat-Panel Tilt/Swivel Mount | Office / Maker Hobby Room Ceiling Assembly | FUSION Large Single Flat-Panel Ceiling Mount (42"-75" Displays, -5 to +20 deg Centris Tilt, 360 deg Swivel) | Chief (Legrand AV) | LCM1U | 26.75" W x 18.25" H x 5.5" D | VESA 300x200mm (Threads onto CMS0203 1.5" NPT Column) | 6'-6" AFF Bottom of TV | 8'-10" AFF Top of TV | 360-degree continuous swivel lets Mike rotate TV toward executive desk, soldering bench, or 3D printer bank. | UL-listed 125 lb load capacity (TV weighs 36 lbs = 3.5x safety factor); recessed ceiling 120V duplex + Cat6A/HDMI box. | 1 | EA | 435 | 435 | The Final Click ($418.34) / Full Compass ($456.00)
TV-04 | 11 52 00 | 55" 4K 120Hz/144Hz OLED Display | Office / Maker Hobby Room Ceiling Assembly | 55" Class evo C4/C5 Series 4K Smart OLED TV (Ultra-Thin Bezel, Anti-Glare SAR Coating, 4x HDMI 2.1) | LG Electronics | OLED55C4PUA (or 2025/2026 OLED55C5PUA) | 48.1" W x 27.7" H x 1.8" D (36.0 lbs panel only) | Mounted on Chief LCM1U Ceiling Mount (Clear of all 3 window walls) | 6'-6" AFF Bottom Edge | 8'-9.7" AFF Top Edge | Leaves full 78" walk clearance under bottom edge and zero obstruction of W-01/W-02/W-03 windows. | 120V 15A ceiling receptacle + Cat6A Ethernet drop for Bambu Handy / OctoPrint camera feeds & schematics. | 1 | EA | 1196.99 | 1196.99 | Walmart / Best Buy Verified ($1,196.99)
AP-01 | 11 30 13 | 48" Built-In Side-by-Side Refrigerator / Freezer | Eat-In Kitchen — West Perimeter Tall Cabinet Wall | 48" Classic Series Built-In Side-by-Side Refrigerator/Freezer w/ Pro Handles & Internal Dispenser (29.1 cu. ft., 700 lbs) | Sub-Zero | BI-48S/S/PH (Current Classic Series Model: CL4850S/S/P) | 48" W x 84" H x 24" D | 47-1/2" W x 83-3/4" H x 24" D (Standard) / 48-1/4" W x 84-1/8" H x 26-3/16" D (Flush Inset) | 0" AFF | 84" AFF | 90-deg door stop pin option available; min 25-1/4" door swing clearance in front of 24" deep frame. | Dedicated 115V, 60Hz, 15A circuit (receptacle 75"-82" AFF top right); 1/4" OD braided copper/PEX ice-maker water line in lower 6" kickplate. | 1 | EA | 15920 | 15920 | SubZero-Wolf.com Verified MSRP ($15,920.00 Stainless / $14,065.00 Panel Ready)
AP-02 | 11 30 13 | 48" Professional Dual-Fuel Range | Eat-In Kitchen — North Perimeter Wall (Centered Between W-04 Windows) | 48" Pro Dual-Fuel Range w/ 6 Dual-Stacked Sealed Burners & 15,000 BTU Infrared Griddle + Dual Convection Electric Ovens | Wolf | DF48650G/S/P (Natural Gas) or DF48650G/S/P/LP (Propane) | 47-7/8" W x 36-1/2" H (to grates) x 29-1/2" D | 48" W x 36" H Countertop Cutout x 24" D Cabinet Depth (21" Open Oven Door Clearance) | 0" AFF | 36-1/2" AFF | Maintains 54" clear work aisle between range front and 10'-0" x 4'-6" Waterfall Island. | Dedicated 240/208V, 60Hz, 50A GFCI circuit (NEMA 14-50R recessed at base) + 3/4" NPT gas shutoff & Dormont 1675KIT48 flex connector (117,500 BTU/hr total gas load). | 1 | EA | 18180 | 18180 | SubZero-Wolf.com Trade Specs MSRP $18,180.00 (Retail $18,395 / Dealer $16,705)
AP-03A | 11 30 13 | 54" Professional Wall Range Hood Shell | Eat-In Kitchen — North Wall Above 48" Wolf Range (66"-72" AFF Bottom Edge) | 54" Pro Wall Hood Shell (24" Deep, Heavy-Duty Welded 304 Stainless or Custom Plaster/Bronze Surround w/ Liner, Heat Sentry, 3000K LED) | Wolf | PW542418 (or PWC542418 Pro Chimney / Custom Plaster Liner) | 54" W x 18" H x 24" D | 54" W Clear Wall Space (3" overhang on each side of 48" Wolf Range per Wolf Pro Guide) | 66" to 72" AFF | 84" to 90" AFF | 54" capture width (+3" per side over 48" range) ensures 100% smoke/plume capture under high-ceiling barndominium airflows. | 10" round vertical duct transition with backdraft damper; 120V 15A circuit. | 1 | EA | 3075 | 3075 | Bay Appliance ($3,075.00) / Trotter ($2,835.00) Verified
AP-03B | 11 30 13 | 900-1100 CFM Internal / Inline Range Hood Blower | Eat-In Kitchen — Inside PW542418 Hood / Attic Chase | 900 CFM Heavy-Duty Internal Blower (or 1100 CFM Inline Blower 808332) for Wolf 54" Pro Hood | Wolf | 814422 (900 CFM Internal) or 808332 (1100 CFM Inline) | Fits Inside PW542418 / 10" Round Duct | 10" Round Rigid Galvanized Roof/Wall Exhaust Duct | N/A | N/A | Infinite-speed blower control integrated in Wolf hood. | Powered via PW542418 120V 15A hood circuit. | 1 | EA | 960 | 960 | Wolf Ventilation Pricebook
AP-03C | 23 34 00 | Interlocked Make-Up Air Damper Kit (Code Required >400 CFM) | Mechanical / Attic Fresh-Air Intake Interlocked to Wolf Hood | 8" Universal Automatic Motorized Make-Up Air Damper w/ Exhaust Duct Airflow/Pressure Sensor Kit (IRC M1503.4 Compliant) | Broan-NuTone | MD8TU (or Fantech MUAS1200 Heated Make-Up Air Unit in Div 23) | 8" Dia Duct x 12" L Motorized Damper | 8" Insulated Fresh-Air Intake Duct to Return Plenum / Kitchen Soffit | N/A | N/A | Automatically opens when Wolf range hood runs so the tight 1.3 ACH50 spray-foam barndominium never depressurizes or backdrafts the fireplace. | 24V transformer included; wireless/low-voltage pressure sensor clamp on 10" range hood duct. | 1 | EA | 284 | 284 | SupplyHouse / Broan 2026 MAP Price Sheet Verified ($284.00)
AP-04 | 11 30 13 | 24" Custom Panel-Ready Built-In Dishwasher | Eat-In Kitchen — 10'-0" x 4'-6" Waterfall Island (Right of 36" Farm Sink) | 24" Built-In Panel-Ready Dishwasher w/ Fan-Assist Dry, Water Softener Option, 41 dBA Silent Operation & Status Floor Light | Cove (by Sub-Zero/Wolf) | DW2450 (or DW2450WS w/ Water Softener) | 23-5/8" W x 34-1/2" H x 23-1/4" D | 24" W x 34-1/2" H x 24" D | 0" AFF | 34-1/2" AFF | Accepts custom white oak cabinet panel and matching Wolf Pro handle. | 120V, 60Hz, 15A dedicated circuit; 3/8" braided hot water supply + 7/8" high-loop drain to disposal. | 1 | EA | 2715 | 2715 | SubZero-Wolf / L&D Appliance Regular MSRP $2,715.00 (Sale $2,049)
AP-05 | 11 30 13 | 24" Built-In Undercounter Transitional Drawer Microwave | Eat-In Kitchen — 10'-0" x 4'-6" Waterfall Island (North Work Side) | 24" Transitional Built-In Microwave Drawer (1.2 cu. ft., 950W, Sensor Cooking, Motorized Touch Open/Close) | Wolf | MD24TE/S | 23-7/8" W x 15-7/8" H x 23-3/8" D | 22-1/8" W x 15-5/16" H x 23-1/2" D (Fits Standard 24" Base Cabinet) | 16" AFF | 31-5/16" AFF | Mounted below counter in the 10'-0" island so upper walls stay clean and unobstructed. | Dedicated 120V, 60Hz, 15A circuit (1.5 kW load). | 1 | EA | 2410 | 2410 | Hagedorn Appliance Verified Everyday MSRP $2,410.00 (Sale $2,370)
PLB-K01 | 22 41 16 | 36" Tall-Apron Cast Iron Undermount Farmhouse Sink | Eat-In Kitchen — Centered in 10'-0" x 4'-6" Waterfall Island | Whitehaven 35-11/16" x 21-9/16" x 9-5/8" Self-Trimming Tall-Apron Single-Bowl Enameled Cast Iron Farmhouse Sink (White) | Kohler | K-6489-0 + K-8799 Duostrainer Matte Black | 35-11/16" W x 21-9/16" D x 9-5/8" Bowl Depth (8-13/16" Apron H) | Fits Minimum 36" Apron-Front Sink Base Cabinet (Self-Trimming Rough Cut) | 26-3/8" Apron Bottom | 36" AFF Counter | Offset rear drain maximizes under-sink storage and accommodates InSinkErator PRO 1100XL disposal. | 2" Schedule 40 PVC island loop vent / Sure-Vent AAV + 1/2" PEX-A hot/cold homeruns. | 1 | EA | 1266.86 | 1266.86 | Home Depot / Standard Plumbing Verified Retail $1,266.86 (MSRP $1,689.15)
PLB-K02 | 22 41 39 | Articulating / Pull-Down Industrial Matte Black Kitchen Faucet | Eat-In Kitchen — 10'-0" x 4'-6" Waterfall Island Sink Deck | Artesso Single-Handle Articulating / Pull-Down Kitchen Faucet w/ SmartTouch / MagneDock in Matte Black (1.8 GPM) | Brizo (by Delta) | 62525LF-BL (Articulating Arm) / 64025LF-BL (SmartTouch Pull-Down) | 10.5" Reach x 15.66"-21.5" H | 1-3/8" Single-Hole Deck Cutout in 3cm Taj Mahal Quartzite | 36" AFF Deck | 52"-57" AFF | Matte black industrial knurled detailing matches black steel window frames and barn door hardware. | 3/8" compression braided supply lines. | 1 | EA | 1616 | 1616 | Brizo.com / Delaware Valley Plumbing Verified List ($1,616.00)
STN-01 | 09 60 00 / 12 36 61 | Taj Mahal Leathered/Honed 3cm Natural Brazilian Quartzite Slabs | Eat-In Kitchen 10'-0" x 4'-6" Double Waterfall Island + Perimeter Countertops & Backsplash | 3cm (1-1/4") Premium Brazilian Taj Mahal Quartzite (2 Jumbo Bookmatched Slabs ~132"x79" = 144.8 SF gross; 98 SF net fabricated w/ Mitered Waterfall Legs) | MSI Surfaces / Arizona Tile | QZT-TAJMAHAL-3CM-LEATHERED (Slab Bundle + CNC Miter Fabrication) | Island: 120" L x 54" W + 2x 36"H x 54"W Mitered Waterfall Ends (45 SF) + Perimeter: 182" L x 25.5" D (32 SF) + Full Backsplash | Supported on 10'-0" White Oak Island Base + Concealed Steel L-Brackets for 15" Barstool Overhang (6 Seats) | 0" AFF Waterfall | 36" AFF Counter | Mohs Hardness 7 (true natural quartzite — will not etch from lemon/wine and resists heat better than engineered quartz). | 3x concealed 3/8" steel countertop support brackets @ 24" O.C. under 15" South barstool overhang. | 2 | JUMBO SLABS (FAB) | 6400 | 12800 | US South Stone Yard 2x Jumbo 3cm Taj Mahal Slabs + CNC Mitered Waterfall Install

## Foundation_Structural_Takeoff
Item_ID | Category | Description | Engineering_Specification | Unit | Net_Qty | Qty_5Pct_Waste | Qty_8Pct_Waste | Notes
CONC-01 | Concrete (Ready-Mix CY) | Main Living Core (59'x40') + Expanded Office Bump-Out (15'x20') Slab | 3500 PSI (4.0" depth) - 3,500 PSI Ready-Mix w/ mid-range water reducer, fly ash/slag ASR mitigation (or unified 4,000 PSI pump mix) | CY | 32.84 | 34.48 | 35.47 | Area: 2660.0 SF
CONC-02 | Concrete (Ready-Mix CY) | 44'x47' Attached Clear-Span Shop / Workshop Slab | 4000 PSI (6.0" depth) - 4,000 PSI Low-Shrinkage w/ 1.5 lb/CY Macro-Synthetic Structural Fiber + #4 Rebar Grid @ 18" O.C. EW | CY | 38.30 | 40.21 | 41.36 | Area: 2068.0 SF
CONC-03 | Concrete (Ready-Mix CY) | Covered Porches (40'x8' Front + 29'x8' Master) & Breezeway (10'x23') | 3500 PSI (4.0" depth) - 3,500 PSI Broom/Trowel Finish, stepped down -1.5" below Living FFE, sloped 1/8"/ft away from structure | CY | 9.65 | 10.14 | 10.43 | Area: 782.0 SF
CONC-04 | Concrete (Ready-Mix CY) | Perimeter Turndown Grade Beams (GB-P1: 16" W x 24" D + 45-deg Haunch, 523 LF) | 4000 PSI (24.0" depth) - Poured monolithically with slabs; 4x #5 continuous top/bottom + #3 stirrups @ 24" O.C. | CY | 46.82 | 49.16 | 50.57 | Length: 523.0 LF
CONC-05 | Concrete (Ready-Mix CY) | Interior Load-Bearing & Clay-Stiffening Grade Beams (GB-I1..S3: 12" W x 20" D, 294 LF) | 4000 PSI (20.0" depth) - Under Office barn-door header, Loft/Bonus bearing walls, Fireplace wall, and 15' max Shop stiffening grid | CY | 16.33 | 17.15 | 17.64 | Length: 294.0 LF
CONC-06 | Concrete (Ready-Mix CY) | 2-Post Lift Thickened Pad (4'x12'x12") + 14 P1 Piers (24"x24"x30") + 18 P2 Piers (18"x18"x24") + Fireplace Mat | 4000 PSI (12.0" depth) - 4,000+ PSI straight cement mix (no fly-ash slow cure at lift pad) for 10,000-12,000 lb 2-post lift & column point loads | CY | 6.69 | 7.02 | 7.23 | Area: 182.0 SF
CONC-07 | Concrete (Ready-Mix CY) | Exterior Shop Approach Apron (44'x12' x 6" Thick w/ Turndown Lip) | 4000 PSI (6.0" depth) - 4,000 PSI Air-Entrained Exterior Broom Finish w/ 1/2" expansion joint & greased smooth dowels @ 24" O.C. into shop threshold | CY | 11.41 | 11.98 | 12.32 | Area: 528.0 SF
CONC-SUM1 | Concrete Summary | TOTAL UNDER-ROOF MONOLITHIC SLAB & GRADE BEAMS (5,510 SF) | Combined 3,500 PSI (42.49 CY) + 4,000 PSI (108.14 CY) | CY | 150.63 | 158.16 | 162.68 | Excludes 44'x12' exterior shop apron
CONC-SUM2 | Concrete Summary | TOTAL FULL CONCRETE SCOPE INCLUDING 44'x12' SHOP APRON (6,038 SF) | Combined Under-Roof + 528 SF 4,000 PSI Shop Approach Apron | CY | 162.04 | 170.14 | 175.00 | Recommended turnkey concrete order
SUB-01 | Subgrade & Base | Compacted Crushed Limestone / Select Structural Fill Base (4" depth under 5,510 SF under-roof slab + 12" beam/apron over-excavation, 95% Standard Proctor) | TxDOT Item 247 / ASTM D2940 Crushed Stone Base | Tons | 148.00 | 155.40 | 159.80 | Approx. 105.7 CY net compacted volume @ 1.40 tons/CY
SUB-02 | Subgrade & Base | 10-Mil Class A Polyolefin Under-Slab Vapor Retarder (Living + Office + Shop + Breezeway + Porches = 5,510 SF + 15% lap allowance) | ASTM E1745 Class A (Stego Wrap 10-Mil or Viper II 10-Mil, 14'x140' = 1,960 SF/roll) | Rolls (1,960 SF) | 3.23 | 3.40 | 4.00 | Order 4 full rolls (7,840 SF total) + 16 rolls Seam Tape + 2 tubes Mastic for pipe penetrations
SUB-03 | Subgrade & Base | Pre-Construction Termite Soil Treatment (Required across US South for Monolithic Slabs) | EPA-registered termiticide across 5,510 SF slab & 817 LF grade beam trenches | SF | 5510.00 | 5786.00 | 5951.00 | Apply prior to Class A vapor barrier installation
SUB-04 | Joints & Accessories | 1/2" x 6" Asphalt-Impregnated Fiber / Closed-Cell Expansion Joint Filler w/ Tear-Off Cap & Self-Leveling Polyurethane Sealant | ASTM D1751 (Shop-to-Apron 44 LF + Breezeway Isolation 46 LF + Porch Step-Downs 98 LF) | LF | 188.00 | 198.00 | 204.00 | Includes Sikaflex-1c SL sealant top bead
SUB-05 | Joints & Accessories | Early-Entry Sawcut Control Joints (Soff-Cut 1.25"-1.5" depth within 4-12 hrs of pour on max 11'-12' grid) | ACI 302.1R / ACI 360R (Keep >= 24" clear of 2-Post Lift Pad anchors) | LF | 685.00 | 720.00 | 740.00 | 345 LF in 44'x47' Shop + 340 LF in Living/Office/Porches
SUB-06 | Joints & Accessories | 3/4" x 18" Smooth Greased Dowel Bars w/ PVC Expansion Sleeves @ 24" O.C. (Apron & Porch Step-Downs) | ASTM A615 Smooth Dowels | EA | 72.00 | 76.00 | 78.00 | Prevents vertical differential settlement across isolation joints while allowing thermal movement
SUB-07 | Admixtures & Curing | Macro-Synthetic Structural Fiber Reinforcement (44'x47' Shop + Lift Pad + Apron = 56.4 CY) | ASTM C1116 Type III Macro-Fiber @ 1.5 lb/CY (e.g., Euclid Tuf-Strand SF or MasterFiber MAC) | Lbs | 85.00 | 90.00 | 92.00 | Controls plastic shrinkage & impact spalling under heavy shop tooling/jacks
REB-01 | Rebar & Reinforcement | #5 Deformed Rebar (5/8" dia, Grade 60) — Perimeter & Interior Grade Beams (4x Cont. Top/Bottom across 817 LF + Lap Splices), 2-Post Lift Dual Mat (8" O.C. EW), Re-Entrant Corner Bars (36x 4' bars), Pier Cages | ASTM A615 Grade 60 (20'-0" Sticks, 1.043 lb/LF) | Sticks (20') | 222.00 | 234.00 | 240.00 | 4,440 LF net / 4,800 LF w/ 8% waste = 2.50 Tons (5,006 lbs)
REB-02 | Rebar & Reinforcement | #4 Deformed Rebar (1/2" dia, Grade 60) — Main Slab & Shop Slab Grid @ 18" O.C. Each Way (6,038 SF total incl. Apron + 24" Lap Splices) | ASTM A615 Grade 60 (20'-0" Sticks, 0.668 lb/LF) | Sticks (20') | 492.00 | 517.00 | 532.00 | 9,840 LF net / 10,640 LF w/ 8% waste = 3.55 Tons (7,108 lbs)
REB-03 | Rebar & Reinforcement | #3 Deformed Rebar (3/8" dia, Grade 60) — Grade Beam Stirrups / Ties @ 24" O.C. (415 Stirrups x 5.5' bent length) + Pier Ties | ASTM A615 Grade 60 (20'-0" Sticks or Pre-Bent 12"x18" U-Stirrups, 0.376 lb/LF) | Sticks (20') | 124.00 | 131.00 | 134.00 | 2,480 LF net / 2,680 LF w/ 8% waste = 0.50 Tons (1,008 lbs). Total All Rebar = 6.55 Tons w/ 8% waste
REB-04 | Rebar & Reinforcement | 2"Slab Bolster / Wide-Base Vapor-Barrier-Safe Rebar Chairs (@ 3'-0" O.C. grid) + 3" Dobie Concrete Bricks for Grade Beam Bottom Bars | CRSI Class 1 / Flat-Base Plastic Chairs (will not puncture 10-mil vapor barrier) | EA | 1650.00 | 1735.00 | 1785.00 | 1,250 wide-base slab chairs + 400 concrete dobies for grade beams
REB-05 | Rebar & Reinforcement | 16-Gauge Black Annealed Rebar Tie Wire | 3.5 lb Coils | Rolls | 14.00 | 15.00 | 16.00 | Standard ironworker tie wire
ANC-01 | Anchors & Hold-Downs | Perimeter Sill Plate Anchor Bolts — 1/2" x 10" Hot-Dip Galvanized J-Bolts @ 4'-0" O.C. max (within 12" of plate ends/corners/doors) | ASTM F1554 Gr. 36 HDG w/ 2"x2"x3/16" Plate Washers (IRC R403.1.6) | EA | 148.00 | 156.00 | 160.00 | Used along all wood/CFS sill plates
ANC-02 | Anchors & Hold-Downs | Primary Structural Column Anchor Bolt Cages (Option B Red-Iron PEMB / Main Gable Bents) — 3/4" x 24" Heavy Hex Headed Anchor Bolts (4 per Pier x 14 P1 Piers) | ASTM F1554 Grade 55 HDG w/ Double Hex Nuts, Hardened Washers & 1/4" Steel Setting Template | Bolts (EA) | 56.00 | 60.00 | 60.00 | 14 complete 4-bolt pier assemblies (with 4 spare bolts)
ANC-03 | Anchors & Hold-Downs | Option A Post-Frame Column Brackets — Heavy-Duty Wet-Set / Bolt-Down U-Brackets for 3-Ply/4-Ply 2x6 & 2x8 Laminated Posts | Perma-Column Sturdi-Wall Plus SWP63 / SWP84 or Simpson Strong-Tie CBSQ66-SDS2 HDG | EA | 44.00 | 46.00 | 48.00 | Required if Option A (Post-Frame) is selected; 26 main wall posts + 8 shop endwall posts + 10 porch posts
ANC-04 | Anchors & Hold-Downs | Timber Porch & Great Room Feature Post Bases — 8x8 Heavy Timber Standoff Post Bases | Simpson Strong-Tie ABU88Z / CBSQ88-SDS2 (1" standoff per IRC R317.1.4) | EA | 14.00 | 15.00 | 15.00 | 6 Front Porch + 4 Master Porch + 4 Interior Great Room Timber Truss Columns
ANC-05 | Anchors & Hold-Downs | Shear Wall & Portal Frame Hold-Downs (Shop Overhead Door Jambs, Office Barn-Door Portal, Great Room Window Wall) | Simpson Strong-Tie HDU8-SDS2.5 w/ 7/8" x 18" F1554 Anchor Rod | EA | 16.00 | 17.00 | 18.00 | 6 at Shop Overhead Door Jambs + 2 at Office Portal + 8 at Living Core Shear Walls
ANC-06 | Anchors & Hold-Downs | 2-Post Automotive Lift High-Capacity Wedge / Adhesive Anchors (3/4" dia x 5.5" to 7" length) | Hilti Kwik Bolt TZ2 (KB-TZ2) 3/4"x5-1/2" or Hilti HIT-RE 500 V3 Epoxy w/ 3/4" Gr. B7 Rods (ICC-ES Cracked Concrete Rated) | EA | 14.00 | 16.00 | 16.00 | 6-7 anchors per lift column baseplate; min 4.75" embedment into 12" pad; keep >= 6" from pad edge/joints
FR-A01 | Option A: Post-Frame Superstructure | Shop 44'x47' Structural Laminated Columns (4-Ply 2x8 Nail-Lam/Glu-Lam #1 SYP, 16'-0" Eave Height @ 8'-0" O.C.) | 4-Ply 2x8 #1 Southern Yellow Pine Glu-Lam (6.0" x 7.25") on SWP84 Brackets | EA | 18.00 | 19.00 | 20.00 | 14 sidewall columns (7 per 47' wall) + 4 endwall/door jamb posts
FR-A02 | Option A: Post-Frame Superstructure | Living Core (59'x40') + Office (15'x20') Structural Laminated Columns (3-Ply 2x6 #1 SYP, 10'-18' Height @ 8'-0" O.C.) | 3-Ply 2x6 #1 SYP Glu-Lam (4.5" x 5.5") on SWP63 Brackets | EA | 26.00 | 28.00 | 28.00 | Main living perimeter + Office bump-out perimeter
FR-A03 | Option A: Post-Frame Superstructure | 44'-0" Clear-Span Shop Engineered Wood Roof Trusses (8:12 Pitch, 2'-0" O.C. or Dual-Ply @ 4'-0" O.C., 16' Eave Clearance) | 2x8 Top/Bottom Chord #1 SYP Clear-Span Fink/Scissor Trusses (44' Span + 2x 18" Overhangs = 47' O.A.) | EA | 25.00 | 26.00 | 27.00 | 23 interior trusses @ 24" O.C. + 2 structural gable end trusses
FR-A04 | Option A: Post-Frame Superstructure | 40'-0" Span Main Living Core Attic / Vaulted Roof Trusses (8:12 Pitch @ 24" O.C.) | 13 Vaulted Scissor/Studio Trusses over 24'-5" Great Room + 18 Room-in-Attic Trusses (18'-5"x22' Loft/Bonus Room Cavity) | EA | 31.00 | 32.00 | 33.00 | Engineered for 40 psf live load in 2nd-floor Loft/Bonus room zone
FR-A05 | Option A: Post-Frame Superstructure | 15'-0" x 20'-0" Expanded Office Bump-Out Vaulted Rafters / Trusses (6:12 Pitch w/ Exposed Ridge Beam) | 3.5" x 11-7/8" LVL / DF Structural Ridge Beam (15' span) + 2x8 #1 SYP Rafters @ 24" O.C. | Set (11 Trusses/Rafter Pairs) | 11.00 | 12.00 | 12.00 | Creates vaulted ceiling shown in Office/Maker Lab renders
FR-A06 | Option A: Post-Frame Superstructure | Exterior Bookshelf Wall Girts, Roof Purlins, 2x6 Interior/Infill Studs & LVL Overhead Door Headers | 2x6 #2 SYP Bookshelf Girts @ 24" O.C., 2x4 Roof Purlins @ 24" O.C., 3-Ply 1.75"x16" LVL Shop Door Header (16' Span) | Board Feet (BF) | 18450.00 | 19373.00 | 19926.00 | Includes all exterior wall framing, 2nd floor I-joists (748 SF), and interior partition framing
FR-B01 | Option B: Red-Iron Steel PEMB | Shop 44'x47' Clear-Span Red-Iron Rigid Frame Bents (4 Bents @ 15'-8" O.C., 16'-0" Eave, 8:12 Pitch) | ASTM A572 Gr. 50 Tapered Plate / W12x26 Columns & W14x30 Rafters w/ Bolted Moment End-Plates (A325 3/4" Bolts) | Lbs (Structural Steel) | 14200.00 | 14910.00 | 15336.00 | 7.10 Tons net primary rigid-frame steel for 44'x47' shop
FR-B02 | Option B: Red-Iron Steel PEMB | Living Core (59'x40') + Office (15'x20') Red-Iron Primary Bents + 2nd-Floor Loft Mezzanine Framing (W10x26 Beam & HSS6x6 Columns) | ASTM A992 / A572 Gr. 50 Primary Steel Bents (3 Main Bents @ 40' Span) + Loft Mezzanine Framing (748 SF) | Lbs (Structural Steel) | 19600.00 | 20580.00 | 21168.00 | 9.80 Tons net primary steel for Living Core, Office & 2nd-Floor Loft
FR-B03 | Option B: Red-Iron Steel PEMB | Cold-Formed Secondary Steel — 8" Z-Purlins (14 Ga, Roof @ 4'-0" O.C.), 8" C-Girts (Wall @ 4'-0" O.C.), Eave Struts (8" C-Section) & Framed Door Openings | ASTM A653 Gr. 55 Red-Oxide / G90 Galvanized 8Z250 / 8C250 Secondary Framing + X-Rod Cable Bracing | LF | 3420.00 | 3591.00 | 3694.00 | Approx. 12,650 lbs (6.33 Tons) secondary steel. Total Option B Steel Package = 23.23 Tons net (25.09 Tons w/ 8% waste)
FR-B04 | Option B: Red-Iron Steel PEMB | Interior Partition Wood/CFS Framing Package (Required inside Red-Iron Shell for Living Quarters & Office Finish-Out) | 2x4 & 2x6 Kiln-Dried #2 SYP Interior Partition Studs, Plates & Subfloor Sheathing (3/4" Advantech T&G on Loft) | Board Feet (BF) | 8900.00 | 9345.00 | 9612.00 | Interior non-bearing & secondary framing within the Red-Iron shell
TIM-01 | Heavy Timber Feature Package | Great Room Exposed Heavy Timber King-Post Trusses (24'-5" Span @ 8'-0" O.C. = 4 Full Trusses + 8x12 Ridge Beam) | Select Structural / #1 Free-of-Heart-Center (FOHC) Kiln-Dried Douglas Fir: 8x10 Top/Bottom Chords, 8x8 King Post, 6x8 Webs | Truss Assemblies (EA) | 4.00 | 4.00 | 4.00 | 2,640 BF net Douglas Fir timber + concealed 3/8" A36 black powder-coated steel knife plates & 3/4" structural bolts
TIM-02 | Heavy Timber Feature Package | Office / Maker Lab Exposed Timber Ridge & Rafter Package + Sliding Barn Door Timber Header (12' Clear Opening) | 6x12 DF Structural Ridge (15' L) + 12x 4x8 Exposed Rafters + 6x12 Timber Header Beam over Office Bifold/Barn Doors | Board Feet (BF) | 980.00 | 1029.00 | 1058.00 | Matches interior photos of the 15'x20' Office / 3D Printing Lab
TIM-03 | Heavy Timber Feature Package | Front Porch (40'x8'), Master Porch (29'x8') & Breezeway (10'x23') Heavy Timber Columns, Headers & Gable Accent Trusses | 10x 8x8x10' DF Timber Columns on Stone-Veneer Pedestals + 69 LF 8x12 Porch Header Beam + 2 Exterior Gable King-Post Trusses | Board Feet (BF) | 1820.00 | 1911.00 | 1966.00 | Total Heavy Timber Package (TIM-01..03) = 5,440 BF net / 5,875 BF (+8% waste)

## MEP_And_Envelope_SKUs
SECTION 1: PLUMBING & FUEL GAS SKU SCHEDULE (/workspace/brz-30049/plumbing_gas_bom_schedule.csv)
item_id | csi_division | system | zone | manufacturer | model_sku | description | qty | unit | unit_cost_usd | extended_cost_usd | rough_in_notes
PLB-FIX-01 | 22 41 16 | Fixtures - Kitchen | Z1 - Chef's Kitchen (Waterfall Island / North Window Wall) | Kohler | K-6489-0 | Whitehaven Hayridge 36 in. (35-11/16 x 21-9/16 x 9-5/8 in.) Self-Trimming Tall Apron-Front Single-Bowl Enameled Cast Iron Kitchen Sink, White | 1 | EA | 1429.0 | 1429.0 | 36 in. base cabinet min; 2 in. Schedule 40 PVC island/wall drain stub-out at 14 in. AFF; 1/2 in. Hot & Cold PEX-A homeruns
PLB-FIX-02 | 22 41 39 | Fixtures - Kitchen | Z1 - Chef's Kitchen | Kohler | K-596-BL | Simplice Single-Hole Pull-Down High-Arch Kitchen Faucet w/ DockNetik & Sweep Spray, Matte Black (1.5 GPM) | 1 | EA | 319.0 | 319.0 | 1-3/8 in. single-hole deck mount; 3/8 in. compression supply hoses to quarter-turn angle stops
PLB-FIX-03 | 22 41 39 | Fixtures - Kitchen | Z1 - Chef's Kitchen (48 in. Wolf Range Wall) | Kohler | K-35907-BL | Purist / Studio McGee Wall-Mount Articulating Dual-Joint Swing-Spout Pot Filler Faucet, Matte Black (3.2 GPM) | 1 | EA | 695.0 | 695.0 | 1/2 in. NPT female brass drop-ear elbow anchored to 2x6 solid blocking centered behind 48 in. Wolf range at 52 in. AFF (16 in. above grates); Cold PEX-A homerun on conditioned side of closed-cell spray foam
PLB-FIX-04 | 11 30 13 | Fixtures - Kitchen | Z1 - Chef's Kitchen | InSinkErator | PRO 1100XL + K-35743-BL | Pro Series 1.1 HP SoundSeal Continuous Feed Garbage Disposer w/ Kohler Matte Black Countertop Air Switch Kit | 1 | SET | 565.0 | 565.0 | 1-1/2 in. flanged tailpiece into 2 in. P-trap; 7/8 in. dishwasher drain inlet knockout; 120V/20A dedicated circuit
PLB-FIX-05 | 22 11 19 | Rough-In - Kitchen | Z1 - Chef's Kitchen (48 in. Sub-Zero BI-48S/S/PH & 24 in. Cove DW) | Oatey / Sioux Chief | Oatey 37560 + BrassCraft KTCR1901DVX | Moda Recessed 1/2 in. F1960 PEX-A x 1/4 in. Compression Lead-Free Quarter-Turn Ice Maker Box (Sub-Zero) + 1/2 in. F1960 x 3/8 in. x 3/8 in. Dual Outlet Angle Stop (Hot Sink + Cove DW2450) | 1 | SET | 98.0 | 98.0 | Sub-Zero BI-48S/S water box mounted in lower 6 in. rear kickspace/adjacent cabinet per Sub-Zero install guide; 6 ft braided stainless 1/4 in. & 3/8 in. dishwasher kit included
PLB-FIX-06 | 22 41 16 | Fixtures - Master Bath | Z2 - Primary Bath (11ft-5in x 9ft-5in Double Vanity) | Kohler | K-2214-0 | Ladena 21 in. (20-7/8 x 14-3/8 in.) Undermount Rectangular Vitreous China Bathroom Sink w/ Overflow, White | 2 | EA | 248.0 | 496.0 | 72 in. double vanity on 36 in. centers; dual 1-1/2 in. trap arms into 2 in. double fixture fitting at 19 in. AFF
PLB-FIX-07 | 22 41 39 | Fixtures - Master Bath | Z2 - Primary Bath (Double Vanity) | Kohler | K-14402-4A-BL | Purist 8 in. Widespread Two-Handle Low-Gooseneck Lavatory Faucet w/ Metal Pop-Up Drain, Matte Black (1.2 GPM) | 2 | EA | 642.0 | 1284.0 | 8 in. to 16 in. widespread 3-hole mount in Taj Mahal quartzite countertop
PLB-FIX-08 | 22 41 19 | Fixtures - Master Bath | Z2 - Primary Bath (Freestanding Soaking Tub) | Kohler | K-1967-0 + Oatey 43561 | Sunstruck 65-1/2 x 31-1/2 x 23 in. Freestanding Fluted-Shroud Acrylic Soaking Bath w/ Center Toe-Tap Drain + Oatey 2 in. Drop-In Freestanding Tub Slab Drain Kit | 1 | SET | 2290.0 | 2290.0 | 2 in. Schedule 40 PVC P-trap under slab w/ Oatey 43561 brass tailpiece receiver; 72 gal capacity
PLB-FIX-09 | 22 41 39 | Fixtures - Master Bath | Z2 - Primary Bath (Freestanding Tub Filler) | Kohler | K-T97328-4-BL + K-97339-NA | Purist Floor-Mount Freestanding Bath Filler w/ Handshower (Matte Black, 6.0 GPM @ 45 PSI) + K-97339-NA Under-Slab Mounting Block | 1 | SET | 1785.0 | 1785.0 | Fed by dedicated 3/4 in. Hot & 3/4 in. Cold Uponor AquaPEX trunk lines sleeved under slab to K-97339-NA brass mounting block for rapid 6+ GPM tub fill
PLB-FIX-10 | 22 41 39 | Fixtures - Master Bath | Z2 - Primary Bath (Walk-In Shower) | Kohler | K-26340-9-NA + K-26346-9-BL + K-939-BL + K-22170-G-BL | Anthem Recessed Mechanical Thermostatic 2-Outlet Valve & Matte Black Control Trim + Purist 10 in. 2.5 GPM Rainhead & 12 in. Ceiling Arm + Purist Multifunction Handshower w/ 30 in. Slidebar | 1 | SET | 1640.0 | 1640.0 | 3/4 in. NPT valve inlets fed by high-flow PEX-A; 2 in. PVC deep-seal shower P-trap under slab w/ Schluter Kerdi-Line 48 in. Matte Black Linear Drain (KL1B19EB120)
PLB-FIX-11 | 22 41 13 | Fixtures - Master Bath | Z2 - Primary Bath (Private Water Closet) | Kohler / Toto | K-3999-0 + SW3084#01 | Kohler Highline Arc Comfort Height Elongated 1.28 GPF Two-Piece Toilet (White) + Toto Washlet C5 Heated Bidet Seat w/ Warm Water & Ewater+ | 1 | SET | 895.0 | 895.0 | 12 in. rough-in from finished north WC wall; 4x3 in. PVC closet bend + Sioux Chief 886-GP stainless flange; 1/2 in. cold stop + GFCI outlet
PLB-FIX-12 | 22 41 16 | Fixtures - Hall Bath #2 & Upper Bath #3 | Z2 (Hall Bath 6ft-5in x 9ft-11in) & Z3 (Upper Bath 5ft-0in x 9ft-0in) | Kohler | K-2214-0 + K-14402-4A-BL | Ladena 21 in. Undermount Sink (White) + Purist 8 in. Widespread Lavatory Faucet (Matte Black, 1.2 GPM) Package | 2 | SET | 890.0 | 1780.0 | 1 set in Ground Shared Hall Bath #2 (36 in. vanity); 1 set in Upper Level Bath #3 (36 in. vanity); 1-1/2 in. trap arm at 19 in. AFF
PLB-FIX-13 | 22 41 19 | Fixtures - Hall Bath #2 & Upper Bath #3 | Z2 (Hall Bath #2) & Z3 (Upper Bath #3) | Kohler | K-716-0 + K-7213-BL | Villager 60 x 30-1/4 x 14 in. Integral-Apron Alcove Enameled Cast Iron Bath (White) + Clearflo Matte Black Cable Drain | 2 | SET | 1065.0 | 2130.0 | 1x Left-Hand Drain (K-716-0) in Ground Hall Bath #2; 1x Right-Hand Drain (K-715-0) in Upper Bath #3; 14x4 in. slab tub box cutout on ground floor; 2 in. P-trap
PLB-FIX-14 | 22 41 39 | Fixtures - Hall Bath #2 & Upper Bath #3 | Z2 (Hall Bath #2) & Z3 (Upper Bath #3) | Kohler | K-8304-KS-NA + K-TS14423-4-BL | Rite-Temp Pressure-Balancing Valve Body w/ Integral Screwdriver Stops + Purist Matte Black Bath & Shower Trim Set (1.75 GPM) | 2 | SET | 615.0 | 1230.0 | 1/2 in. PEX-A hot/cold connections; shower arm at 80 in. AFF, valve center at 45 in. AFF, tub spout at 24 in. AFF
PLB-FIX-15 | 22 41 13 | Fixtures - Hall Bath #2 & Upper Bath #3 | Z2 (Hall Bath #2) & Z3 (Upper Bath #3) | Kohler | K-3999-0 + K-4636-0 | Highline Arc Comfort Height Elongated 1.28 GPF Two-Piece Toilet w/ Cachet Quiet-Close Seat, White | 2 | EA | 365.0 | 730.0 | 12 in. rough-in; 4x3 in. closet bend + Sioux Chief stainless flange
PLB-FIX-16 | 22 41 16 | Fixtures - Laundry / Mud Room | Z2 - Laundry / Mud Room (18ft-8in x 10ft-0in North Wall) | Elkay + Kohler | ECTRUD24179DBG + K-596-BL | Elkay Crosstown 25 x 18.5 x 12 in. Extra-Deep 16-Gauge Stainless Utility/Laundry Sink w/ Bottom Grid + Kohler Simplice Matte Black Pull-Down Faucet | 1 | SET | 790.0 | 790.0 | 1-1/2 in. trap arm at 15 in. AFF (low rough-in for 12 in. deep utility tub); 1/2 in. H/C PEX-A homeruns
PLB-FIX-17 | 22 11 19 | Rough-In - Laundry / Mud Room | Z2 - Laundry / Mud Room (Washer & Steam Dryer) | Oatey | 37532 | Moda Recessed Washing Machine Outlet Box w/ Quarter-Turn Lead-Free Brass Valves, ASSE 1010 Water Hammer Arrestors, 1/2 in. F1960 PEX-A Inlets & 2 in. Drain Port + 1/4 in. Steam Dryer Tee | 1 | EA | 145.0 | 145.0 | 2 in. Schedule 40 PVC standpipe (36 in. standpipe height, P-trap 12 in. AFF) into 3 in. horizontal branch; 2x6 north wall cavity
PLB-FIX-18 | 22 41 16 | Fixtures - 44x47 Workshop | Z5 - 44ft x 47ft Workshop (NW Corner near Breezeway Door) | Mustee + T&S Brass | 28CF + B-0133-B | Mustee Utilatub 24 x 40 in. 36-Gal Heavy-Duty Double-Basin Molded Fiberglass Shop Floor Sink + T&S Brass Commercial Wall-Mount Pre-Rinse Spring Gooseneck Shop Faucet | 1 | SET | 685.0 | 685.0 | 2 in. PVC P-trap & cleanout w/ branch wye tailpiece for HP-3 Shop Heat Pump condensate; fed via 3/4 in. C & 1/2 in. H PEX-A sleeved under 10 ft breezeway
PLB-FIX-19 | 22 13 19 | DWV - 44x47 Workshop Trench Drain & Oil Interceptor | Z5 - 44ft x 47ft Workshop (Service Bay Floor) | Zurn | Z886-HD-20LF + Z1180 | Zurn Perma-Trench 6 in. Wide x 20 LF Pre-Sloped HDPE Trench Drain w/ Class C Heavy-Duty Ductile Iron Slotted Grates + Zurn Z1180 Sand/Oil Solids Interceptor & Trap Primer Port | 1 | SYS | 2450.0 | 2450.0 | Installed in Bay 1/2 wash strip, keeping 36 in. clear of 4x12 ft thickened 12 in. concrete pads for the 2-post automotive lift; 4 in. Schedule 40 PVC discharge
PLB-FIX-20 | 22 11 19 | Exterior Hose Bibbs | Exterior Porches, Rear Wall & 44x47 Shop | Woodford | 19CP-8-MH (x3) + 22CP-8-MH (x1) | 3x Woodford Model 19 Freezeless Anti-Burst Anti-Siphon Wall Faucets (North Kitchen/Laundry, South Front Porch, Breezeway) + 1x Woodford Model 22 Hot & Cold Mixing Freezeless Wall Faucet (Shop Wash Bay) | 4 | LOT | 495.0 | 1980.0 | Each fed by dedicated 1/2 in. PEX-A port from Uponor manifold w/ interior isolation ball valve & drain port for winterization
PLB-DWV-01 | 22 13 16 | DWV - Under-Slab & Stack Piping | All Zones (Main Living Slab, Upper Wet Wall & Shop Slab) | Charlotte Pipe | PVC-04040 / PVC-04030 / PVC-04020 | Schedule 40 Solid-Core Cellular-Free PVC DWV Pipe (ASTM D2665): 160 LF of 4 in. (Main Building Drain & Sewer Service), 140 LF of 3 in. (WC Branches, Laundry & Upper Stack SS-1), 220 LF of 2 in. & 1-1/2 in. (Trap Arms & Dry/Wet Vents) | 520 | LF | 4.85 | 2522.0 | 4 in. Main Building Drain sloped at 1/8 in. to 1/4 in. per ft (min 2.0 fps scouring velocity); bedded on 4 in. compacted #57 stone/sand under 10-mil Stego Wrap vapor barrier w/ taped pipe boots
PLB-DWV-02 | 22 13 16 | DWV - Fittings, Cleanouts, AAV & Roof Flashing | All Zones | Charlotte Pipe / Sioux Chief / Oatey | DWV-FIT-PKG + Oatey 39017 + Dektite #5 | Complete Schedule 40 PVC Long-Sweep Wyee/Combo Fitting Package, 1x 4 in. Exterior Two-Way Cleanout Assembly (CO-MAIN), 4x 3 in./2 in. Wall/Slab Cleanouts, 1x Oatey Sure-Vent 20 DFU Island AAV (Backup to Loop Vent), 2x 3 in. EPDM High-Temp Standing-Seam Metal Roof Vent Flashing Boots, Rockwool Acoustic Wrap for Upper 3 in. Soil Stack SS-1 | 1 | LOT | 1380.0 | 1380.0 | Consolidates all vents into 2x 3 in. roof penetrations on North (Rear) roof slope; zero penetrations on front visual roof slope
PLB-DWV-03 | 22 13 19 | DWV - Mechanical Room Floor Drain & Trap Primer | Z2 - Laundry / Mud Room Mechanical Hub | Sioux Chief | 800-P2 + 695-01 + Hub Funnel | 3 in. PVC Adjustable Floor Drain w/ Indirect Waste Funnel Receptor (receives Tankless WH, AHU-1, AHU-2 & AprilAire E130 Condensate) + Sioux Chief 695-01 Pressure-Drop Automatic Trap Primer Valve | 1 | SET | 285.0 | 285.0 | Prevents sewer gas odor in mechanical closet and accepts all 3/4 in. PVC HVAC & water heater condensate lines with code-required air gap
PLB-PEX-01 | 22 11 16 | Water Distribution - Main Service & Filtration Prep | Z2 - Laundry / Mud Room Mechanical Wall | Watts / Pentair / Uponor | LF25AUB-Z3-1-1/4 + Pentair BB20-DUAL | 1-1/4 in. Uponor AquaPEX Main Water Service Entry + Watts 1-1/4 in. Lead-Free Pressure-Reducing Valve (PRV set to 60 PSI) + 3-Valve Whole-House Softener/Carbon Bypass Loop + Pentair Dual 20 in. Big Blue Sediment/Carbon Filter Housing | 1 | SYS | 940.0 | 940.0 | Sleeved in 2-1/2 in. Schedule 40 PVC long-sweep conduit 36 in. below grade through perimeter grade beam into Laundry/Mud Room
PLB-PEX-02 | 22 11 16 | Water Distribution - Uponor PEX-A Logic Manifolds | Z2 - Laundry / Mud Room Recessed Manifold Cabinet | Uponor | A2621200 + A2620800 + Q4025000 | Uponor TruFLOW Classic / EP Polymer Heating & Plumbing Manifold Assembly w/ Individual Quarter-Turn Isolation Ball Valves & Flow Balancing: 24 Cold Ports (2x 12-Port coupled) + 16 Hot Ports (2x 8-Port coupled) + 1-1/4 in. Supply Ball Valves + Uponor 50 in. Recessed Steel Manifold Enclosure w/ Lockable White Door | 1 | SYS | 1490.0 | 1490.0 | Mounted in 2x6 interior mechanical wall of Laundry/Mud Room at 42 in. to 84 in. AFF; labeled laminated port chart inside door
PLB-PEX-03 | 22 11 16 | Water Distribution - Uponor AquaPEX Tubing & Insulation | All Zones | Uponor | F1061000 / F1060750 / F1040500 / F2040500 | Uponor AquaPEX ASTM F876/F877 Crosslinked Polyethylene (PEX-A) Pipe Package: 100 LF of 1-1/4 in. & 1 in. (Service/Main Trunk), 400 LF of 3/4 in. Red/Blue/White (Tankless Trunks, Recirculation Return Loop, Master Tub/Shower High-Flow Trunks & Shop Feed), 1,800 LF of 1/2 in. Red/Blue (Dedicated Fixture Homeruns) + 1/2 in. Wall Armaflex Closed-Cell Insulation on all Hot & Recirc lines + ProPEX F1960 Expansion Rings, EP Tees/Elbows & Bend Supports | 1 | LOT | 2650.0 | 2650.0 | Zero concealed joints under slab; overhead routing occurs entirely inside conditioned closed-cell spray-foam attic/joist envelope
PLB-WH-01 | 22 33 30 | Domestic Hot Water - Cascading Tankless Water Heaters | Z2 - Laundry / Mud Room Mechanical Wall | Navien | NPE-240A2 (x2 Cascaded) + GXXX001322 | 2x Navien NPE-240A2 Ultra-High Efficiency Condensing Tankless Water Heaters (199,900 BTU/hr each = 399,800 BTU/hr total; 0.96 UEF; Built-In ComfortFlow Recirculation Pump & 0.5-Gal Stainless Buffer Tank; Field-Convertible NG/LP; Up to 11.2 GPM each / 22.4 GPM cascaded; 10:1 Turn-Down Ratio) + Ready-Link Cascading Communication Cable | 2 | EA | 2150.0 | 4300.0 | Dual cascading array handles simultaneous Master 72-gal soaking tub fill (6 GPM) + Master dual-head shower (3.5 GPM) + Hall/Upper shower (1.75 GPM) + Kitchen/Laundry without pressure/temp drop; 2 in. Schedule 40 PVC concentric/twin-pipe intake & exhaust per unit
PLB-WH-02 | 22 33 30 | Domestic Hot Water - Service Valves, Expansion Tank, Scale & Neutralizer | Z2 - Laundry / Mud Room Mechanical Wall | Webstone / Watts / Navien | Webstone 50443 (x2) + Watts PLT-12 + PeakFlow S + GXXX001324 | 2x Webstone 3/4 in. Lead-Free Forged Brass Isolator/Flush Service Valve Kits w/ 150 PSI / 210F ASME T&P Relief Valves + Watts PLT-12 (4.5-Gal) Potable Thermal Expansion Tank + Navien PeakFlow S Anti-Scale System + Navien Condensate Neutralizer Kit + 3/4 in. Spring Check Valve & Balancing Ball Valve on Dedicated PEX-A Recirculation Return Loop + NaviCirc 30022965A (Optional Backup Crossover) | 1 | SYS | 980.0 | 980.0 | Dedicated 3/4 in. insulated PEX-A recirculation loop sweeps from Tankless Array -> Hot Manifold -> Master Bath -> Hall/Upper Bath -> Kitchen Island/Range -> Check Valve -> NPE-240A2 Dedicated Return Port (<3 sec hot water wait at every fixture)
PLB-GAS-01 | 23 11 23 | Fuel Gas - Service Entrance, Regulators & Black Iron Manifold | Exterior Meter/Yard -> Laundry/Mud Room Gas Manifold | Maxitrol / Anvil / Pietro Fiorentini | Maxitrol 325-5L-1 + 325-3L + 6-Port 1-1/4 in. BI Manifold | 2 PSI Elevated-Pressure Gas Distribution System: 1-1/4 in. Schedule 40 Black Iron Main Trunk -> Maxitrol 325-5L-1 (1 in., 600,000 BTU/hr capacity w/ OPD Overpressure Protection Device & Vent Limiter) Stepping 2 PSI to 8 in. W.C. (NG) / 11 in. W.C. (LP) at Welded/Threaded 1-1/4 in. Schedule 40 Black Iron 6-Port Distribution Manifold w/ Brass Quarter-Turn Ball Valves & 0-15 PSI Test Gauge | 1 | SYS | 890.0 | 890.0 | Sized per IFGC 2024 / NFPA 54 for 696,300 BTU/hr connected house/shop load + 250,000 BTU/hr standby generator branch (946,300 BTU/hr total site capacity)
PLB-GAS-02 | 23 11 23 | Fuel Gas - Arc-Resistant CSST & Black Iron Branch Piping | All Gas Appliance Zones | OmegaFlex (TracPipe CounterStrike) / Ward | FGP-CSST-PKG | Arc-Resistant Jacketed Corrugated Stainless Steel Tubing (CSST - ASTM A240 / ANSI LC 1b, No Additional Bonding Required per NEC/IFGC) & Schedule 40 Black Iron Pipe Package: 85 LF of 1 in. CSST (Tankless WH Array & Shop Heater Run), 160 LF of 3/4 in. CSST (48 in. Wolf Range & Outdoor Patio Grill), 110 LF of 1/2 in. CSST (Great Room Fireplace & Laundry Dryer) + AutoSnap Brass Mechanical Fittings & Striker Plates | 1 | LOT | 1950.0 | 1950.0 | Sleeved in Schedule 40 PVC vented conduit where passing under 10 ft breezeway slab to 44x47 Workshop
PLB-GAS-03 | 23 11 23 | Fuel Gas - Appliance Termination Boxes, Sediment Traps & Connectors | Kitchen, Great Room, Laundry, Shop & Patio | Dormont / Oatey / MB Sturgis | Dormont 1675KIT48 + Oatey 39156 + MB Sturgis 103240 | Appliance Gas Termination Package: 1x Dormont 1675KIT48 3/4 in. x 48 in. High-BTU Commercial/Pro Range Stainless Connector & Restraint Kit (for 48 in. Wolf DF48650G/S/P), 2x 3/4 in. High-Flow Flex Connectors (2x Navien NPE-240A2), 1x Dante Quarter-Turn Recessed Fireplace Floor/Wall Key Valve (Matte Black), 1x Oatey Recessed Gas Dryer Outlet Box, 1x MB Sturgis 103240 Stainless Outdoor Patio Grill Quick-Disconnect Box, 1x Shop Overhead Unit Heater Valve Assembly, and 7x 3-1/2 in. Schedule 40 Black Iron Sediment Traps (Drip Legs per IFGC 408.4) | 1 | LOT | 845.0 | 845.0 | Every gas appliance (except illuminating appliances/ranges/dryers/outdoor grills where exempted, though provided on tankless, heater, and accessible range/dryer manifolds) includes a dedicated quarter-turn ball valve within 6 ft and a 3.5 in. capped sediment trap downstream of shutoff
SECTION 2: ELECTRICAL, LIGHTING & LOW-VOLTAGE SKU SCHEDULE (/workspace/brz-30049/electrical_bom_skus.csv)
Item_ID | Category | Manufacturer | SKU_Part_Number | Description | Unit | Qty | Unit_Cost_USD | Extended_Cost_USD | Location_Notes
ELEC-DIST-01 | Service Entrance | Square D by Schneider Electric | SU3040D400CB | Homeline 400A (320A Cont.) Ringless Underground Meter-Main CSED w/ (2) 200A 2P Factory Main Disconnects, NEMA 3R | EA | 1 | 985.0 | 985.0 | Exterior Breezeway/Shop North Utility Wall
ELEC-DIST-02 | Main House Panel (P1) | Square D by Schneider Electric | QO142M200PC | QO 200A 42-Space / 84-Circuit Plug-On Neutral Indoor Main Breaker Load Center w/ Cover (Copper Bus) | EA | 1 | 349.0 | 349.0 | Laundry / Mechanical Room (18'-8" x 10'-0")
ELEC-DIST-03 | Shop Subpanel (P2) | Square D by Schneider Electric | QO142M200PC | QO 200A 42-Space / 84-Circuit Plug-On Neutral Indoor Subpanel w/ Isolated Ground Bar PK23GTA (Copper Bus) | EA | 1 | 349.0 | 349.0 | 44'x47' Shop West Wall (Near Breezeway Door)
ELEC-DIST-04 | Subpanel Ground Bar | Square D by Schneider Electric | PK23GTA | 23-Terminal Equipment Ground Bar Kit + Bonding Screw Removal for 4-Wire Subpanel Isolation | EA | 2 | 24.5 | 49.0 | Panels P1 & P2
ELEC-DIST-05 | Surge Protection (SPD) | Square D by Schneider Electric | QO2175SB | QO Plug-On Surgebreater Whole-House Type 2 SPD (22.5kA / 50kA Surge Current, 2-Space) | EA | 2 | 118.0 | 236.0 | 1 in House Panel P1 + 1 in Shop Panel P2
ELEC-DIST-06 | Generator Interlock / ATS | Generac | RXSW200A3 | 200A Service-Rated Smart Transfer Switch NEMA 3R (On-Cue Load Shedding for House Leg A) | EA | 1 | 845.0 | 845.0 | Adjacent to 400A Meter-Main (Optional Whole-Home Backup)
ELEC-DIST-07 | HVAC / Equip Disconnects | Square D by Schneider Electric | DU222RB | 60A 240V Non-Fusible NEMA 3R Metallic AC Pullout/Safety Disconnect Switch | EA | 4 | 38.0 | 152.0 | HP-1, HP-2, HP-3 Outdoor Condensers + Shop Lift
ELEC-DIST-08 | Grounding Electrode System | ERICO / nVent | 615880 | 5/8" x 8'-0" Copper-Bonded Ground Rods + Acorn Clamps + Foundation Rebar Ufer Clamp (CEE) | KIT | 1 | 145.0 | 145.0 | Meter-Main + Slab Grade Beam #5 Rebar Tie
ELEC-BRK-01 | Branch Breakers | Square D by Schneider Electric | QO120PCAFI | QO 20A 1-Pole Plug-On Neutral Dual-Function AFCI/GFCI Circuit Breaker (120V) | EA | 22 | 62.0 | 1364.0 | Kitchen, Laundry, Bath, Garage/Shop & Maker Lab 20A 120V Circuits
ELEC-BRK-02 | Branch Breakers | Square D by Schneider Electric | QO115PCAFI | QO 15A 1-Pole Plug-On Neutral Combination AFCI Circuit Breaker (120V) | EA | 14 | 54.0 | 756.0 | House Lighting, Bedrooms, Great Room, Loft, Hood & MUA Fan
ELEC-BRK-03 | Branch Breakers | Square D by Schneider Electric | QO120GFI | QO 20A 1-Pole Plug-On Neutral GFCI Circuit Breaker (120V) | EA | 6 | 58.0 | 348.0 | Shop Dedicated 3D Printer Bank (x2), Soldering Bench, Exterior & Septic
ELEC-BRK-04 | Branch Breakers | Square D by Schneider Electric | QO120 | QO 20A 1-Pole Standard Thermal-Magnetic Circuit Breaker (120V) | EA | 6 | 16.5 | 99.0 | Shop High-Bay LED Lighting, Motorized Doors & Dedicated Non-AFCI
ELEC-BRK-05 | 2-Pole Breakers | Square D by Schneider Electric | QO215 | QO 15A 2-Pole Circuit Breaker (208/240V) | EA | 2 | 34.0 | 68.0 | HVAC Branch Box/Indoor Units E-HVAC-2B (P1) & Shop FCUs E-HVAC-3B (P2)
ELEC-BRK-06 | 2-Pole Breakers | Square D by Schneider Electric | QO220GFI | QO 20A 2-Pole GFCI Circuit Breaker (240V) | EA | 3 | 128.0 | 384.0 | Shop 240V Dust Collector, CNC/Lathe & 3D Printer 240V Industrial Drop
ELEC-BRK-07 | 2-Pole Breakers | Square D by Schneider Electric | QO230 | QO 30A 2-Pole Circuit Breaker (240V) | EA | 4 | 36.0 | 144.0 | HP-1 (30A), Dryer (30A), Shop 2-Post Lift (30A), Shop 7.5HP Compressor (30A)
ELEC-BRK-08 | 2-Pole Breakers | Square D by Schneider Electric | QO245 | QO 45A 2-Pole Circuit Breaker (240V) | EA | 2 | 48.0 | 96.0 | HP-2 Multi-Zone Condenser (45A P1) & HP-3 Shop Condenser (45A P2)
ELEC-BRK-09 | 2-Pole Breakers | Square D by Schneider Electric | QO250GFI | QO 50A 2-Pole GFCI Circuit Breaker (240V, NEC 210.8(A) Receptacle Protection) | EA | 4 | 149.0 | 596.0 | Wolf Dual-Fuel Range (50A), Shop Welder #1 (50A), Welder #2/Plasma (50A), RV 50A
ELEC-BRK-10 | 2-Pole Breakers | Square D by Schneider Electric | QO260 | QO 60A 2-Pole Circuit Breaker (240V Hardwired) | EA | 4 | 52.0 | 208.0 | AHU-1 10kW Aux (60A), MUA 10kW Heater (60A), EVSE #1 (60A), EVSE #2 (60A)
ELEC-WIRE-01 | 200A Feeder Cable | Southwire | 55417901 | 250 kcmil-250 kcmil-2/0-4 AL SER Or XHHW-2 Copper/Alum 4-Wire Subpanel Feeder (2x 200A Runs) | LF | 140 | 6.85 | 959.0 | Meter-Main to P1 (House) and Meter-Main to P2 (Shop) in 2.5" Sch 40 PVC
ELEC-WIRE-02 | 60A/50A Branch Wire | Southwire | 63950001 | 6/3 AWG Cu NM-B (Romex) w/ Ground (or #6 AWG THHN in EMT for Shop) | LF | 450 | 4.95 | 2227.5 | Wolf Range, EV Chargers (x2), Welder Drops (x2), RV 50A, 10kW Heaters (x2)
ELEC-WIRE-03 | 45A Branch Wire | Southwire | 63948401 | 8/2 AWG Cu NM-B w/ Ground / #8 THHN Cu | LF | 180 | 2.85 | 513.0 | HP-2 (45A) & HP-3 (45A) Outdoor Inverter Heat Pumps
ELEC-WIRE-04 | 30A Branch Wire | Southwire | 28829055 | 10/3 & 10/2 AWG Cu NM-B / #10 THHN Cu | LF | 400 | 1.95 | 780.0 | HP-1 (30A), Dryer (30A), Shop 2-Post Lift (30A), Air Compressor (30A)
ELEC-WIRE-05 | 20A Branch Wire | Southwire | 28828269 | 12/2 AWG Cu NM-B w/ Ground (Yellow Jacket) + #12 THHN for Shop EMT | LF | 3500 | 0.78 | 2730.0 | All 20A Kitchen, Shop, 3D Printer Bank, Soldering Bench & General Receptacles
ELEC-WIRE-06 | 15A Lighting Wire | Southwire | 28827469 | 14/2 & 14/3 AWG Cu NM-B w/ Ground (White Jacket) | LF | 2800 | 0.58 | 1624.0 | All 15A House Lighting, 3-Way/4-Way Switching, Exhaust Fans & Smoke/CO Interconnect
ELEC-WIRE-07 | Shop Surface EMT | Allied Tube & Conduit | EMT-34-10 | 3/4" & 1" Galvanized Steel EMT Conduit + Compression Fittings & Strut Clamps (Shop Surface Run) | LOT | 1 | 1450.0 | 1450.0 | Exposed Industrial EMT over 29-ga White Steel Liner in 44'x47' Shop
ELEC-WIRE-08 | Firestop Putty & Sleeves | STI SpecSeal / 3M | SSP100 / CP25WB+ | 2-Hour Fire-Rated Intumescent Putty Pads & 2" EMT/RMC Fire-Barrier Penetration Sleeves | KIT | 1 | 320.0 | 320.0 | Breezeway / Shop 2-Hour Fire Wall Penetrations (Power & Low-Voltage)
ELEC-DEV-01 | 50A Range/Welder/RV | Hubbell Wiring Device-Kellems | HBL9450A | Heavy-Duty Industrial Grade 50A 125/250V NEMA 14-50R / 6-50R Receptacles + SS Wallplates | EA | 4 | 68.0 | 272.0 | Wolf 48" Range (14-50R), RV Bay 2 (14-50R), Shop Welder N/S Walls (6-50R x2)
ELEC-DEV-02 | EV Charging Stations | Tesla | 1734412-02-D | Tesla Universal Wall Connector (J1772 + NACS Integrated Adapter, 48A Cont. on 60A Breaker, Power Share) | EA | 2 | 580.0 | 1160.0 | Shop Bay 1 Pier & Bay 3 Pier
ELEC-DEV-03 | 3D Printer & Bench Drops | Leviton | TBR20-HG / 5362-IG | 20A 125V Industrial/Hospital Grade Tamper-Resistant Duplex Receptacles (Orange IG for Soldering/Printers) | EA | 24 | 18.5 | 444.0 | Shop & Maker Lab 3D Printer Bank (Quad Boxes) + ESD Soldering Bench
ELEC-DEV-04 | Shop Overhead Cord Reels | Coxreels | PC13-5012-A | Heavy-Duty Commercial 50' 12/3 AWG Retractable Overhead Power Cord Reel w/ Triple Tap GFCI | EA | 2 | 345.0 | 690.0 | 44'x47' Shop Ceiling Center Bay & Lift Bay
ELEC-DEV-05 | House 20A TR Receptacles | Lutron Claro | SCR-20-TR-SW | Claro 20A 125V Tamper-Resistant Architectural Decorator Duplex Receptacles + Screwless Plates (Snow White/Matte Black) | EA | 88 | 14.5 | 1276.0 | Kitchen Counter/Island, Bedrooms, Great Room, Loft, Baths, Laundry
ELEC-DEV-06 | Slab Floor Boxes | Lew Electric | PUFP-CT-DB-PB | Recessed Brass/Dark Bronze Pop-Up Slab Floor Box (Dual 20A TR + 2x Keystone Cat6A Ports) | EA | 3 | 185.0 | 555.0 | 2x Vaulted Great Room Sofa Floating Zone + 1x Maker Lab/Office Desk Island
ELEC-DEV-07 | Weatherproof Exterior | Arlington / Hubbell | DBVR1C / WP20 | Low-Profile In-Use Weatherproof Box (While-In-Use Cover) + 20A WR-TR Duplex Receptacle | EA | 10 | 38.0 | 380.0 | Front Porch (x2), Master Porch (x2), Breezeway (x2), Shop Ext (x2), HVAC Pads (x2)
ELEC-LTG-01 | 44'x47' Shop High-Bays | Lithonia Lighting | IBG 24000LM SEF MDVOLT GZ10 50K 80CRI | I-Beam 185W 24,000-Lumen 5000K Linear LED High-Bay w/ 0-10V Dimming & Aircraft Cable Hangers (3x4 Grid) | EA | 12 | 235.0 | 2820.0 | 44'x47' Shop Ceiling at 15'-6" AFF (Delivers ~115 fc @ Bench Level)
ELEC-LTG-02 | Shop Bench Task LEDs | Lithonia Lighting | FSL4 48IN 4000LM 40K 90CRI | 4-ft 4,000-Lumen 4000K High-CRI (90+ CRI) Linkable LED Under-Shelf/Bench Task Light | EA | 6 | 68.0 | 408.0 | Soldering Bench, 3D Printer Rack & Shop Workbenches
ELEC-LTG-03 | Great Room Ceiling Fan | Big Ass Fans | S3150-S0-BC-04-01-C | Haiku I-Series 84" Brushless DC Ceiling Fan (Matte Black / Cocoa Bamboo) w/ Uplight/Downlight & SenseME | EA | 1 | 1495.0 | 1495.0 | Vaulted Great Room 21' Ridge Peak (Destratification + Ambient Light)
ELEC-LTG-04 | Kitchen Island Pendants | Visual Comfort / Generation | P1284MB | 16" Industrial Matte Black Dome Pendant w/ Warm Brass Interior & 2700K/3000K Dimmable LED | EA | 3 | 285.0 | 855.0 | Centered Over Kitchen Waterfall Island (Matches 3D Render)
ELEC-LTG-05 | Architectural Downlights | Lotus LED Lights | LL4R-3018K-HO-MB | 4" Round Regressed Gimbal High-Output 15W (1,100 lm) Dim-to-Warm (3000K-1800K) IC Air-Tight LED (90+ CRI) | EA | 46 | 58.0 | 2668.0 | Great Room Sloped Trusses, Kitchen, Dining, Master, Beds, Baths, Loft, Porches
ELEC-LTG-06 | Under-Cabinet & Cove Tape | Armacost Lighting | RibbonFlex Pro 24V COB + 96W Dimmer Driver | 24V High-CRI (95+ CRI) 3000K Continuous COB LED Tape in Aluminum Extrusion + Lutron Phase-Adaptive Driver | KIT | 3 | 240.0 | 720.0 | Kitchen Harlequin Backsplash Under-Cabinet, Pantry Shelving & Master Bath Vanity Toe-Kick
ELEC-LTG-07 | Exterior Barn Goosenecks | Barn Light Electric | BLE-ORIG-16-MB-G22 | 16" Original Warehouse Porcelain Enamel Gooseneck Wall Sconce (Matte Black, Wet-Listed Dark-Sky LED) | EA | 11 | 245.0 | 2695.0 | Front Porch (x4), Garage Bays 1-3 (x3), Breezeway (x2), Rear Master Porch (x2)
ELEC-LTG-08 | Smart Dimmers & Switches | Lutron Caseta Pro / RA3 | PD-6WCL-WH / PD-10NXD / DVRF-BDG-1D | Lutron Smart Hub Pro + 28x Smart Dimmers/Fan Controls + 12x Pico Scene Keypads + 2x Shop 0-10V Dimmer Packs | KIT | 1 | 2480.0 | 2480.0 | Whole-Home & Shop Smart Lighting Control (Apple Home / Home Assistant Local API)
ELEC-LV-01 | 27U Network & AV Rack | Middle Atlantic | BGR-2727LRD / SR-24 | 27U 27"-Deep Floor/Wall Swing-Out Steel Equipment Rack w/ Brush Grommets, Lacing Bars & Cooling Fan Top | EA | 1 | 890.0 | 890.0 | MDF Mechanical/Laundry Closet (or Under-Stair Communications Core)
ELEC-LV-02 | Shop IDF Wall Cabinet | NavePoint / Tripp Lite | SRW6U | 6U Wall-Mount Hinged Dust-Resistant Industrial Network Enclosure w/ Filtered Fan | EA | 1 | 195.0 | 195.0 | 44'x47' Shop High Wall (Above Subpanel P2)
ELEC-LV-03 | Core Gateway / NVR | Ubiquiti UniFi | UDM-Pro-Max | UniFi Dream Machine Pro Max (10G Cloud Gateway, Dual-HDD RAID NVR for UniFi Protect, IPS/IDS) | EA | 1 | 599.0 | 599.0 | MDF Rack (House)
ELEC-LV-04 | Core PoE++ Switch | Ubiquiti UniFi | USW-Pro-Max-24-PoE | UniFi Pro Max 24 PoE Switch (2.5GbE/1GbE PoE++/PoE+ w/ Etherlighting & 2x 10G SFP+ Uplinks, 400W Budget) | EA | 1 | 799.0 | 799.0 | MDF Rack (House)
ELEC-LV-05 | Shop 10G PoE+ Switch | Ubiquiti UniFi | USW-Pro-Max-16-PoE | UniFi Pro Max 16 PoE Switch (2x 10G SFP+ Fiber Uplinks from House MDF, 180W PoE+ for Shop APs/Cams/Printers) | EA | 1 | 399.0 | 399.0 | Shop IDF 6U Enclosure
ELEC-LV-06 | NVR Surveillance Drives | Western Digital | WD85PURZ | WD Purple Pro 8TB 7200RPM Enterprise Surveillance HDD (RAID-1 Mirror Pair) | EA | 2 | 195.0 | 390.0 | Installed in UDM-Pro-Max
ELEC-LV-07 | Wi-Fi 7 Access Points | Ubiquiti UniFi | U7-Pro / U7-Outdoor | 4x UniFi U7 Pro Tri-Band Wi-Fi 7 Ceiling APs (6 GHz, 2.5GbE PoE+) + 1x U7-Outdoor Weatherproof AP | KIT | 5 | 189.0 | 945.0 | Great Room, Master Hall, Upper Loft, 44'x47' Shop Center, Rear Porch/Yard
ELEC-LV-08 | 4K PoE Security Cameras | Ubiquiti UniFi Protect | UVC-G5-Pro / UVC-AI-Pro | 8x UniFi Protect G5 Pro / AI Pro 4K Optical Zoom PoE Cameras w/ IR Extender & Junction Boxes + 1x G4 Doorbell Pro PoE | KIT | 9 | 379.0 | 3411.0 | 6x Exterior Perimeter/Driveway/Apron + 1x Shop Bay Interior + 1x Printer Farm + 1x Front Doorbell
ELEC-LV-09 | Cat6A Structured Cable | TrueCABLE / Belden | Cat6A-CMP-1000-BLU | 1000-ft Spool 23 AWG Solid Bare Copper 10GbE 750MHz Shielded/Unshielded Cat6A Riser/Plenum Cable | BOX | 4 | 295.0 | 1180.0 | 4,000 LF Total Across 48 Drops (House, Maker Lab, Shop, APs, Cameras)
ELEC-LV-10 | 10G Armored Fiber Link | FS.com / Corning | OM4-LC-LC-4C-ARM-150F | 150-ft 4-Strand OM4 Multimode Armored Pre-Terminated LC-LC Fiber Optic Cable + 2x 10G SFP+ Transceivers | KIT | 1 | 185.0 | 185.0 | Galvanic-Isolated 10GbE Trunk Between House MDF & Shop IDF (Surge Immune)
ELEC-LV-11 | Rack UPS Battery Backup | APC by Schneider Electric | SMT1500RM2UC | Smart-UPS 1500VA / 1000W Pure Sine Wave 2U Rackmount UPS w/ SmartConnect | EA | 1 | 745.0 | 745.0 | MDF Rack Bottom 2U (Protects UDM-Pro-Max, PoE Switch & Fiber ONT)
ELEC-LV-12 | Patch Panels & Keystones | Cable Matters / Leviton | 180064-24 | 2x 24-Port Shielded Cat6A Keystone Patch Panels + 60x Cat6A Tool-Free RJ45 Keystones + 6" Slim Patch Cords | KIT | 1 | 310.0 | 310.0 | MDF Rack & Shop IDF
SECTION 3: HVAC & VENTILATION EQUIPMENT SCHEDULE (/workspace/brz-30049/hvac_equipment_schedule.csv)
Tag | System / Zone | Manufacturer | Model Number(s) | Equipment Type | Cooling (BTU/h) | Heating (BTU/h) | Tonnage | SEER2 | HSPF2 | Airflow (CFM) | Voltage / Phase | MCA (Amps) | MOP Breaker (Amps) | Condensate Drain Spec | Qty
HP-1 | Z1: Vaulted Great Room / Kitchen / Dining | Mitsubishi Electric | PUZ-A36NKA7 | Outdoor Inverter Heat Pump | 36000 | 38000 | 3.0 | 19.6 | 10.2 | - | 208/230V 1-Ph | 25.0 | 30A 2P | - | 1
AHU-1 | Z1: Vaulted Great Room / Kitchen / Dining | Mitsubishi Electric | PVA-A36AA7 + EH10-MPA-LB (10kW Aux) | Multi-Position Ducted Air Handler | 36000 | 38000 (+34120 Aux) | 3.0 | 19.6 | 10.2 | 1200 | 208/230V 1-Ph | 4.3 (AHU) / 53.0 (Aux) | 15A 2P / 60A 2P | 3/4 in. PVC Primary + Aux Float Switch | 1
HP-2 | Z2+Z3+Z4: Ground Beds + Loft + Office Multi-Zone | Mitsubishi Electric | MXZ-SM48NAM2-U1 + PAC-MKA53BC | SMART MULTI 4-Ton Inverter Heat Pump + 5-Port Branch Box | 48000 | 54000 | 4.0 | 20.5 | 10.8 | - | 208/230V 1-Ph | 36.0 | 45A 2P | - | 1
AHU-2A | Z2: Master Suite + Beds 2/3 + Laundry | Mitsubishi Electric | SVZ-KP24NA (w/ 2-Zone Damper Control) | Multi-Position Ducted Air Handler | 24000 | 28000 | 2.0 | 20.5 | 10.8 | 800 | 208/230V 1-Ph (via Branch Box) | 2.5 | 15A 2P (Shared Indoor) | 3/4 in. PVC Insulated | 1
AHU-2B | Z3: Upper Loft + Bonus Room + Upper Bath | Mitsubishi Electric | SEZ-KD15NA4R1 | Horizontal Concealed Ducted Unit | 15000 | 18000 | 1.25 | 20.5 | 10.8 | 512 | 208/230V 1-Ph (via Branch Box) | 1.8 | 15A 2P (Shared Indoor) | 3/4 in. PVC w/ 21-in. Lift Pump | 1
FCU-2C | Z4: Office / Hobby / 3D Printer Bay | Mitsubishi Electric | MLZ-KP09NA2 + MLP-444W | 1-Way Ceiling Cassette | 9000 | 10900 | 0.75 | 20.5 | 10.8 | 310 | 208/230V 1-Ph (via Branch Box) | 1.2 | 15A 2P (Shared Indoor) | 3/4 in. PVC w/ Lift Pump | 1
HP-3 | Z5: 44x47 Workshop / Garage | Mitsubishi Electric | MXZ-SM48NAM2-U1 (or 2x PUZ-A24NHA7) | Heavy-Duty 4-Ton Inverter Heat Pump | 48000 | 52000 | 4.0 | 19.2 | 10.0 | - | 208/230V 1-Ph | 36.0 | 45A 2P | - | 1
FCU-3A/3B | Z5: 44x47 Workshop / Garage | Mitsubishi Electric | PCA-A24KA7 (x2 Units) | Ceiling-Suspended High-Throw Indoor Units | 48000 (2x 24000) | 52000 (2x 26000) | 4.0 (2x 2.0) | 19.2 | 10.0 | 1550 (2x 775) | 208/230V 1-Ph | 4.2 | 15A 2P | 3/4 in. PVC to Shop Sink / Drywell | 2
DH-1 | Whole-Home Living Shell (Z1+Z2+Z3) | AprilAire | E130 + 8190FF Vent Plenum + 413/416 MERV 13/16 | 130 Pints/Day Ventilating Dehumidifier | 130 Pints/Day | - | - | - | - | 310 (105 CFM OA) | 120V 1-Ph | 8.3 | 15A/20A 1P | 3/4 in. PVC + VCMA-20ULS Pump | 1
EXH-HOBBY-1 | Z4: Office / Hobby 3D Printer & Soldering Bay | AC Infinity / Fantech | CLOUDLINE PRO T6 (AI-CLT6) + AC-RCF6 + RSK6 + MGH6 | 6-in. EC Mixed-Flow Inline Exhaust + Carbon Filter + Fume Arm | - | - | - | - | - | 65-402 (120 Nom.) | 120V 1-Ph | 0.9 | 20A 1P (Bench) | N/A | 1
EXH-KITCHEN-1 | Z1: Kitchen 48-in. Wolf Range Hood | Wolf | PW482418 Hood + 804703 (or 801642) Blower | 48-in. Pro Wall Hood + 1,100 CFM Blower (10-in. Duct) | - | - | - | - | - | 1100 | 120V 1-Ph | 6.5 | 15A 1P | N/A | 1
MUA-KITCHEN-1 | Z1: Interlocked Conditioned Make-Up Air | Fantech / Electro | MUAS1200 + FB10 (MERV 13) + MD10 + 10kW SSR Heater | 10-in. Filtered & Heated Make-Up Air System w/ Hood Interlock | - | 34120 (10 kW) | - | - | - | 300-1100 (Modulating) | 120V (Fan) + 240V (Heater) | 2.4A (120V) / 52.1A (240V) | 15A 1P + 60A 2P | N/A | 1
EXH-BATH-1..4 | Master Bath, Ground Bath, Upper Bath, Laundry | Panasonic | FV-0511VKS3 (x1) + FV-0511VQ1 (x3) | WhisperGreen / WhisperCeiling DC Exhaust Fans | - | - | - | - | - | 80-110 each | 120V 1-Ph | 1.2 Total | 15A 1P | N/A | 4
SECTION 4: CLOSED-CELL SPRAY FOAM & ACOUSTIC INSULATION SCHEDULE (/workspace/brz-30049/envelope_insulation_schedule.csv)
Assembly ID | Assembly Description | Product / Material Spec | Thickness (in.) | Design R-Value | Net Spray/Install Area (sq ft) | Net Board Feet (bd ft) | Waste Factor (%) | Gross Board Feet w/ Waste (bd ft) | Thermal / Ignition Barrier
ENV-ROOF-LIVING | Main Living Shell Unvented Roof Deck (Vaulted Great Room/Kitchen + Upper Level Roof) | Huntsman Building Solutions HEATLOK HFO High Lift (or Carlisle SealTite PRO Closed-Cell Spray Foam, 2.0 lb/ft3 density, R-7.0 to R-7.4/in.) | 5.5 | R-38.5 (Aged Design R-38+ per IECC Climate Zone 2A/3A Unvented Roof Deck) | 2920 | 16060 | 10.0 | 17666 | Concealed by 5/8 in. Type X Gypsum Board (or T&G wood ceiling over 5/8 in. Type X drywall); DC315 Intumescent Coating in any exposed mechanical chase
ENV-WALL-LIVING | Main Living Shell Exterior Walls (2x6 Stud / Post-Frame Commercial Girt Cavities) | Huntsman HEATLOK HFO Pro Closed-Cell Spray Foam (2.0 lb/ft3, Class II Vapor Retarder at >=1.5 in.) | 3.5 | R-24.5 Continuous Monolithic Air/Vapor/Thermal Barrier in 5.5 in. 2x6 Cavity | 2650 | 9275 | 10.0 | 10203 | 1/2 in. Interior Gypsum Wallboard across all living wall surfaces
ENV-RIM-CANTILEVER | Second-Floor Rim Joists, Loft Floor Framing Transitions & Breezeway Wall Header Interface | Huntsman HEATLOK HFO Pro Closed-Cell Spray Foam (2.0 lb/ft3) | 4.0 | R-28.0 Air-Tight Rim & Transition Seal | 340 | 1360 | 10.0 | 1496 | Enclosed within floor/ceiling assembly framing
ENV-ROOF-SHOP | 44ft x 47ft Workshop / Garage Unvented Roof Deck | Huntsman HEATLOK HFO High Lift Closed-Cell Spray Foam + No-Burn Plus ThB / DC315 Intumescent Topcoat | 3.5 | R-24.5 Unvented Conditioned Workshop Roof Deck (eliminates metal roof sweating/condensation) | 2312 | 8092 | 10.0 | 8901 | International FireShield DC315 Intumescent Thermal Barrier Coating (18 mils WFT / 12 mils DFT, light-reflective white finish) or 29-ga Steel Liner Panel
ENV-WALL-SHOP | 44ft x 47ft Workshop / Garage Exterior Walls (16ft Eave Height + Gable Peaks) | Huntsman HEATLOK HFO Pro Closed-Cell Spray Foam (2.0 lb/ft3) | 2.5 | R-17.5 Structural Racking + Air/Moisture Seal on Post-Frame/Steel Girts | 2520 | 6300 | 10.0 | 6930 | 8ft High 3/4 in. Plywood / OSB Wainscot + White Ribbed 29-ga Steel Liner Panel (or DC315 Intumescent Paint upper wall)
ENV-ACOUSTIC-INT | Interior Acoustic & Thermal Partition Walls (Master Suite, Laundry/Mech, Breezeway/Shop Buffer, Office/Hobby, Bathrooms) | Rockwool Safe'n'Sound (3.0 in. for 2x4 / 5.5 in. Comfortbatt R-23 for 2x6) + 1.0 in. Closed-Cell Foam Flash Seal at Breezeway Wall | 3.5 | R-15 to R-23 Thermal + STC 54 Acoustic Isolation | 400 | 400 | 10.0 | 440 | 5/8 in. Type X QuietRock / Firecode Gypsum Board w/ Green Glue & Acoustic Sealant at perimeter tracks
TOTAL-CCSPF | Total Closed-Cell Spray Polyurethane Foam (Living Shell + 44x47 Shop Shell + Rim/Transitions) | Huntsman HEATLOK HFO High Lift / Pro (11x 55-Gal A/B Drum Sets @ 4,500 bd ft/set = 49,500 bd ft capacity) | 2.5 - 5.5 in. | R-17.5 to R-38.5 | 8642 sq ft total spray surface | 41487 | 10.0 | 45636 | 5/8 in. Type X Drywall (Living) / DC315 Intumescent + Steel Liner (Shop)